## Summary
CONSTRUCTION OF BOY'S HOSTEL, TOWER - 3 & 4
ABSTRACT
S.No. | ITEM | AMOUNT
1 | CIVIL AND FINISHING WORK | 0
2 | PLUMBING WORK | 0
3 | ELECTRICAL WORK | 0
4 | ELV | 0
5 | FAS & PA | 0
6 | HVAC | 0
7 | Development | 0
8 | Horticulture | 0
9 | External PLUMBING WORK | 0
10 | External ELECTRICAL WORK | 0
11 | External Firefight WORK | 0
| Total amount | 0

## CIVIL & FINISHING WORK Abstract
`
Civil Works for "Construction of Boys Hostel " TOWER - 3 & 4
Estimate - Civil Works
S. No. | Description | Unit | Total Quantity | Total Quantity | Rate | Amount | 2
GENERAL NOTES
i | Cost included of Jungle cleaning (not will be provided any extra cost for jungle cleaning ) |  |  | 0
ii | All samples to be made/fabricated/purchased by contractor and to be approved by client/ consultant before procurement and execution.there is not paid extra cost. |  |  | 0
iii | For any civil / dismantling works, contractor to prepare and submit final proposal after carrying out structural audit along with structural consultants (appointed directly by contractor), NDT, and certification prior to initiation of work in contractors scope. |  |  | 0
iv | Bidder to inspect site before submitting final offer to client as after bid submissions, all items would be assumed in client / contractor scope whether mentioned or not required for physical execution of works |  |  | 0
v | All mock ups to be done by contractor free of cost. |  |  | 0
vi | Civil Works (Under direct supervision and direction of Client's Engineer-In-Charge) - Cost to be all inclusive incl. disposal to municipal place where directed by EIC, scaffolding, labour, material, tools, tackles etc. - Cost to also include for any charges related to structural audit, verification, testing, vetting etc. at site |  |  | 0
vii | All debris generated by contractor must be dumped and carted away from the site to approved dumping ground as per local statutory norms. |  |  | 0
viii | Electrical & water supply to be in contractor's scope |  |  | 0
ix | Stores & arrangement of temporary toilet at site to be in contractor's scope & no open fire permitted at site |  |  | 0
x | Unless otherwise specified, The rate shall include cost of labour, material, wastages, tools & plants, necessary scaffolding, stacking and safety of materials, necessary accessories, loading and unloading charges, transportation and all other incidental charges, etc., complete as per drawings and specifications, of any depth, any shape, with leads and lifts, all works at all levels and as per the directions of the Engineer In charge, Complete in all manners to the satisfaction of the Client. |  |  | 0
xi | For ambiguity with specifications, drawings if any, description in bill of quantities shall have precedence as regards rate quoted. The offer is for item wise contract and measurements. |  |  | 0
xii | Quantities may be increase or decrease as per site condition or requirement on execution stage. |  |  | 0
xiii | Contractor to follow all requirements for safety , NGT norms also and local guideline as per client |  |  | 0
xiv | Ceiling heights mentioned in drawings are indicative / minimum allowed and to be maximised to the extent feasible as per site conditions after all MEP and other engineering Services have been coordinated and installed. |  |  | 0
xv | General contractor to ensure that they adhere strictly to working hours specified by building management & ensure their teams are provided best in class tools & safety gear etc complete |  |  | 0
Part I | EARTH WORK & SITE DEVELOPMENT |  |  | 0
01.01 | Earth Work In Excavation in all types of soil & soft rock, such as earth, marine clay, marshy land, running sand, garbage, slush, murum, rock boulders with pick axe & shovel or mechanical means like hydraulic excavator (by manual or mechanical means) etc. as directed by Engineer-In-Charge. The rate includes cost of labour, plants, machinery, power, fuel, consumables, equipments, pumping out water, setting out the works in profile, providing shoring and strutting for protecting the sides of foundation where required. The rates includes of Disposal or dumping of surplus excavated earth (after Refilling ) of all kinds of soil up to disposal point as directed by Engineer-in-charge with in the premises. Work shall be completed in all respect as per the technical specifications and as per the directions of the Engineer in charge. all safety parameters shall be ensured as required by the relevant IS Codes, Industry Practice or as instructed by representative to take care of the Owners property. -- Measurements shall be done on PCC Dimensions Only. lead and liftup to 2 KM . |  |  | 0
01.01.01 | In depth from Existing Ground level to 3 m or required more depth level | Cum | 3154.7529 | 6309.5057 |  | 0
01.02 | Back filling / Filling available earth including removing heaped / stacked earth at required locations, in layers not exceeding 200 mm thickness, including mixing, spreading, levelling watering and consolidating each layer with power / hand roller of required capacity to obtain required 98% maximum dry density. all complete and as directed. well compacted after sprinkling required quantity of water. Measurement shall be taken only after compaction Rate shall include for loading, unloading, transportation, hire and fuel charges for tools and plants employed and other incidental charges etc. complete work in all respect as per direction of EIC.Filling with selected available earth including transportation for all leads, and upto any height cost of soil, royalty, loading, unloading, carriage to dumping spot and all incidentals complete (Net consolidated area fill volume will be computed from the initial and final levels. Volume in slopes, embankments etc. will be computed applying appropriate formula). lead and liftup to 2 KM . | Cum | 7143.3838 | 14286.7675 |  | 0
01.03 | Providing and laying dry rubble soling thick as required hand set in regular lines, interstices being filled in with small pieces of stones, hard murrum etc. thoroughly rammed, consolidated and watered complete as directed and specified complete as per specification and as directed. | Cum | 534.5426 | 1069.0852 |  | 0
01.04 | Providing & Laying Anti Termite Treatment (Pre-constructional chemical treatment measures) along the internal & external vertical faces of the columns, plinth beams, foundation and all structure surface of the filling below flooring bed as per the specified procedure conforming to IS 6315 (Part-2) 2001 and other relevant approved specification duly using Chlorpyriphos/ Lindane emulsifiable concentrate 20% with 1% concentration @ 7.5 Liters/ sqm of the vertical surface & @ 5.0 Liters/ sqm of the horizontal surface of the substructure to a depth of 500 mm around columns & 300 mm deep around plinth beams, filling area including excavation channel along the wall & rodding etc. & cost & conveyance of all materials to the site, cost of labour for spraying, rodding etc. complete for finished item of work as per the approval of the Engineer-in-Charge. ( For payment plinth area to be measured) Work to be done only by the specified Application vendor. | Sqm | 1776.1636 | 3552.3271 |  | 0
01.05 | Supply and filling with good earth brought from outside (excluding rock and black cotton soil) such as moorum or other type of earth as approved by the Client/Consultant, in trenches, sides of the foundations, plinth & plot etc, in layers not exceeding 300 mm. in depth, including breaking the clods, watering to optimum moisture content, ramming and compacting by mechanical means to achieve 98% proctor density using mechanical vibrator, including freight, transportation, loading, unloading, screening, passes etc. all complete as instruction & directions of the Engineer-in-charge (Compacted volume /measurement of fill shall be paid for under this item). The rates shall include for all leads and lifts including transporting using mechanical / manual means within the plot area. The rate shall be inclusive of required water for compaction, to achieve required compaction density, same shall be under contractor's scope. [Compaction shall be carried out for each layer of 300mm and proctor density shall be executed at 1000 Sq.m Per 3 No of Sample or more] 1. Royalty shall be submitted for the total quantity of earth filling. 2. The contractor has to carry out initial survey before starting the filling work and final survey after completing the plot filling work and has to submit both the survey sheets to client and consultant. 3. Contractor shall have to submit each layer compaction test report to Consultant / Client and after approval further layer of filling can be start & Mesaurment will be of compacted area | Cum |  | 15000
0
Part II | PLAIN / REINFORCED CEMENT CONCRETE WORK |  |  | 0
| (Quoted Rates shall be for full Heights & Depths) |  |  | 0
02.01 | Providing & laying in position plain cement concrete of specified grade in raft, bases of column footing, Brick walls footing, base of floor, lintels, vanity counter, band etc as screed over areas to make up levels or to form slopes, laid to required levels and grade at all locations, consolidated finished fair and cured including side forms as required complete of specified grade including the cost of cantering and shuttering and complete work in all respect as per direction of EIC. |  |  | 0
02.01.01 | 1:3:6 (1 cement : 3 coarse sand : 6 graded stone aggregate 20 mm nominal size) | Cum | 352.5358 | 705.0717 |  | 0
02.02 | Providing and laying damp proof course 50mm thick with cement concrete 1:2:4 (1 cement : 2 coarse sand : 4 graded stone aggregate 20 mm nominal size) including mixing of water proofing compound as directed by the project-in-charge | Sqm | 0 | 200
02.03 | Providing and laying in position ready mixed or design mix cement concrete M-25 grade cement concrete for reinforced cement concrete work, using cement content as per approved design mix for all elements, all level all height, including manufacturing, transporting, pumping, laying, vibrating and curing, excluding the cost of centering, shuttering and finishing, including cost of admixtures in recommended proportions as per IS : 9103 to accelerate/ retard setting of concrete, improve workability without impairing strength and durability for all works up to all levels, as per direction of the Engineering- charge. Also add waterproofing agent for footing , lift pit & Water Tank. including cost of making shear keys and provision of construction / contraction / control joints in various locations, laid, consolidated and cured. Item to include all structural items like base raft, ramp, column, wall, footings, equipment foundations, fins, mullions, beams, lintels, pergola, chajja, facia, parapet, railing, slab trenches, drains and sumps etc. This item to also include the concrete requiring waterproofing compound like water tanks, retaining walls, base raft, etc. |  |  | 0
02.03.01 | Footings / Lift pit / grade slab / wall foundation etc. | Cum | 871.4061 | 1742.8122 |  | 0
02.03.02 | Columns of any shape including circular | Cum | 349.686 | 699.3719 |  | 0
02.03.03 | Plinth beam, beams/lintel | Cum | 614.3314 | 1228.6629 |  | 0
02.03.04 | Suspended floors, roofs, landings, chajja, shelves, counters | Cum | 702.6312 | 1405.2625 |  | 0
02.03.05 | Sloping waist slab of stair flights | Cum | 57.7436 | 115.4871 |  | 0
02.04 | Providing and fixing in position to correct line, level and plumb, plane, form-work and shuttering & de-shuttering in all shapes all height of shuttering ply or any other approved materials of rigid design, faces based with approved form oil to prevent adhesion of concrete to forms etc. to give finish (as per detailed specification) for slabs, beams, columns, chhajjas, foundations, machine foundations including splayed edges, notching, allowance for overlap, nosing angles, battens, strutting, casing, bolting, nailing etc., racking or circular cutting etc. including leaving necessary recesses, opening for pockets, inserts etc. including providing and fixing all staging scaffolding struts, braces, supports, props etc. including caring, striking and removing from site etc. all complete. The rate should also include supply of all materials, labor, and T&P etc. and complete the work in all respect as per direction of EIC. |  |  | 0
| Approved Shuttering Ply 12 mm thik for footing , Beam, Slab And 18 mm Thik Ply for Column Shuttering (Make: Century & Kitply) and Scafolding shuttering above 3 mtr centering for structural concrete work (Plain and reinforced) in locations called for including strutting, propping, bracing, bolting, wedging, casing, striking, removal etc. complete. Props shall consist of well designed steel pipes adequately braced using X- and K-bracings (wooden ballies as props shall not be permitted). The item to include centering and shuttering at all heights and levels. |  |  | 0
| Allow for forming grooves, drips throats, chamfers, cut-outs, openings etc. where called for and for dressing with approved shuttering oil (Make: Sika, Fosroc, Addage, Eastern Petroleum, and SCL) to prevent adhesion. Unexposed concrete surfaces subsequently left untreated (in the condition obtained on removal of form work) It shall not constitute exposed concrete work and shall be measured under this item only. . |  |  | 0
02.04.01 | For wall and column footings | Sqm | 1808.4701 | 3616.9402 |  | 0
02.04.02 | For suspended floor, shelves, landings | Sqm | 4701.4379 | 9402.8757 |  | 0
02.04.03 | For beams, lintels etc. | Sqm | 4623.4571 | 9246.9143 |  | 0
02.04.04 | Staircase waist slab | Sqm | 423.7258 | 847.4516 |  | 0
02.04.05 | For columns | Sqm | 3242.871 | 6485.742 |  | 0
02.05 | Providing, fabricating & placing in position of M.S. reinforcement/ H.Y.S.D tested bars Fe 550 D CRS as per IS 1786-2008, make Tata, JSPL .(Yield strength 5500 Kg/sq.cm.) of all dia. in all types of work with proper cover blocks (make:KGM & Modi , M-40 ) supports chairs, spacers, etc. fixing and binding of reinforcement with 18 SWG black soft annealed wire(make: Tata, Sail) (binding wire ,Dowels, Chairs, Pins etc.will not be measured and paid as approved by E.I.C.). The rate shall include labor, T&P, cost of binding wire etc. required for proper completion of work including transportation to site straightening, cutting, bending cranking binding welding etc. as per drawing specification and as directed by Engineer-in-charge, only authorise lab shall be consider and paid | Kg | 279854.9894 | 559709.9788 |  | 0
02.08 | Providing, precast cement concrete jali of thickness 50 mm, in 1:2:4 (1 cement : 2 coarse sand : 4 stone aggregate 6mm nominal size) reinforced with 1.6 mm dia mild steel wire including centering and shuttering, roughening cleaning, fixing and finishing in cement mortar 1:3 (1 cement : 3 fine sand) etc. complete excluding plastering of the jambs, sills and soffits. | Sqm | 55.5975 | 111.195 |  | 0
02.09 | Providing and laying cement concrete screed of average thickness 40 mm (or as specified) using M25 grade concrete (1:1.5:3 or design mix), including surface preparation, cleaning of base slab, application of bonding slurry, laying, compacting, finishing to required slope/level, curing, and making good, complete in all respects as per drawings and directions of Engineer-in-Charge. | Sqm |  | 1000
Part III | MASONRY WORKS |  |  | 0
| Preamble |  |  | 0
| The rates quoted shall include: |  |  | 0
i | Hacking and roughening of concrete or other surfaces in contact with masonry for bondage. |  |  | 0
ii | Leaving out dowels from concrete member for anchorage. |  |  | 0
iii | Levelling up and preparing tops of wall for damp proof courses, precast units, plinth beams etc. |  |  | 0
iv | Holes (cut and formed or left) for fixing, pipes, bolts & inserts & making good including grouting if necessary. |  |  | 0
v | Forming chases for edges of concrete floors or other units, for sealing in waterproofing layers etc. |  |  | 0
vi | The efflorescence patches appearing on brick work shall be washed with a light solution of HCL or other chemicals to give efflorescence free surface. |  |  | 0
vii | Making all projections, recess, Grooves , cornices and elevation features |  |  | 0
viii | Necessary curing and protection |  |  | 0
ix | Provision for recesses, openings, toothing, curing, raking of joints. |  |  | 0
x | Single / multi-stage scaffolding wherever situations warrant such requirements. |  |  | 0
xi | The masonry to be with fair face from external side. |  |  | 0
xii | Works at all heights and levels. All lead lift, loading, unloading, cartage, handling and storage. |  |  | 0
xiii | All lead lift, loading, unloading, cartage, handling and storage. |  |  | 0
03.01 | MASONRY WORK : providing and laying brick work using common burnt clay conventional building bricks conforming to IS 1077-1922 having compressive strength not less than 12.5 N/mm2 in any shape and all depth including curing, scaffolding etc. complete as directed by engineer-in-charge. (ii) CM 1:6 (1 Cement : 6 coarse Sand) |  |  | 0
| Brick work of thickness 230 mm and above in super structure joints finished, flush raked to 6mm depth including jointing with concrete where required . directed by the engineer-in-charge, curing , anchoring With rebar Chemical. | Cum | 1171.5987 | 2343.1974 |  | 0
03.02 | Providing and laying half brick masonry with common burnt clay conventional building bricks conforming to IS 1077-1922 having compressive strength not less than 12.5 N/mm2 at all heights, levels, locations and shapes etc. including curing, scaffolding etc. complete as directed by the engineer-in-charge including providing & placing 2 nos. 8mm dia MS bars reinforcement at every fourth course, curing , anchoring with concrete .(ii)CM 1:4 (1 Cement : 4 coarse Sand) as per specification and drawing or as directed by Project Manager. | Sqm | 5176.2547 | 10352.5094 |  | 0
0
Part IV | WATER PROOFING TREATMENT |  |  | 0
| Preamble: Rate shall include |  |  | 0
i | The water-proofing treatment shall be carried out through approved specialists in the field and under their direct supervision & strictly as per approved specification. |  |  | 0
ii | The treatment shall be guaranteed against leakages / dampness, etc. for the treated areas for a period of 10 years from the date of handing over of the building to owner. The guarantee will have to be given by the Agency directly to the owner on specified format/ stamp paper. |  |  | 0
iii | The treated area shall be tested by 48 hours ponding with water to the satisfaction of the Project manager to prove the effectiveness of the treatment. |  |  | 0
iv | Treatment of down take pipes and other obstructions. |  |  | 0
v | All cutting, dressing, trimming, protection, etc. |  |  | 0
vi | Providing concrete fillet at the junction of horizontal and vertical surfaces. |  |  | 0
vii | Preparation of surface for water proofing work, insulation and other related treatments. |  |  | 0
viii | Work in narrow width, bands, strips and at all locations. |  |  | 0
ix | All lead/lift, loading/unloading, cartage, handling etc. |  |  | 0
04.01 | Providing and executing complete waterproofing system for toilets, bathrooms, sunken slabs and similar wet areas, including surface preparation, joint treatment, waterproofing coating, testing and protection works, complete as per approved drawings, manufacturer’s specifications and directions of Engineer-in-Charge, comprising the following:
a | Surface Preparation-Cleaning of entire surface free from dust, dirt, laitance and loose materials; removal of surface imperfections, protrusions and loose concrete; filling of cracks, depressions and holes using high-strength polymer modified mortar / micro-concrete and making the surface sound, repaired and levelled.
b | Wall–Slab / Construction Joint Treatment-Treating all wall–slab joints, construction joints and pipe outlets with high-end polyethylene joint sealing tape (200 mm wide) fixed using two-component flexible cementitious waterproofing slurry, including embedding of tape into wet slurry, pressing with steel trowel and ensuring full adhesion, complete over entire joint length and vertical surfaces up to full height.
c | Waterproofing Coating System-Application of primer coat using single-component elastomeric bituminous polyurethane liquid membrane mixed with water in 50:50 ratio, applied @ 250 gms/sqm
d | Laying of 50 GSM polyester fleece / non-woven fabric over primer with 100 mm overlap,Application of second coat of elastomeric bituminous polyurethane liquid membrane to achieve minimum 1.5 mm dry film thickness
e | Laying of 50 GSM geotextile over second coat for protection
f | (All treatments to include areas around plumbing pipes and outlets)
g | Testing-Ponding / water tightness test for minimum 3 days (or as directed) including all arrangements and rectification if required.
h | Protection & Finishing-Providing 20 mm thick protection plaster over waterproofing layer
i | Pipe Insert Sealing-Sealing of sanitary pipe inserts by core cutting (25–30 mm larger than pipe dia), cleaning, application of polymer bonding agent, sealing base with double-sided bituminous tape and filling with non-shrink polymer grout, complete.
| waterproofing system for toilets, bathrooms, sunken slabs and similar wet areas | Sqm | 1734.227 | 3468.454 |  | 0
04.02 | Providing and laying integral cement based water proofing treatment including preparation of surface as required for treatment of roofs, terraces etc consisting of following operations: (a) Applying a slurry coat of neat cement using 2.75 kg/sqm of cement admixed with water proofing compound conforming to IS. 2645 and approved by Engineer-in-charge over the RCC slab including adjoining walls up to 300 mm height including cleaning the surface before treatment. Make Dr. Fixit or Pidilite as per EIC. (b) Laying brick bats with mortar using broken bricks/brick bats 25 mm to 115 mm size with 50% of cement mortar 1:5 (1 cement : 5 coarse sand) admixed with water proofing compound conforming to IS : 2645 and approved by Engineering- charge over 20 mm thick layer of cement mortar of mix 1:5 (1 cement :5 coarse sand ) admixed with water proofing compound conforming to IS : 2645 and approved by Engineering- charge to required slope and treating similarly the adjoining walls up to 300 mm height including rounding of junctions of walls and slabs. (c) After two days of proper curing applying a second coat of cement slurry using 2.75 kg/ sqm of cement admixed with water proofing compound conforming to IS : 2645 and approved by Engineer-in-charge. (d) Finishing the surface with 20 mm thick joint less cement mortar of mix 1:4 (1 cement :4 coarse sand) admixed with water proofing compound conforming to IS : 2645 and approved by Engineer-in-charge including laying glass fibre cloth of approved quality in top layer of plaster and finally finishing the surface with trowel with neat cement slurry and making pattern of 300x300 mm square 3 mm deep. (e) The whole terrace so finished shall be flooded with water for a minimum period of two weeks for curing and for final test. “All above operations to be done in order and as directed and specified by the Engineer-in-Charge : With average thickness of 120 mm and minimum thickness at Khurra as 65 mm. complete work in all respect as per direction of EIC. Only plan area shall be measured. Make of water proofing compound: CICO, SIKA, PIDILITE. (f) Providing gola 75mm x 75mm in cement concrete 1:2:4 (4 graded stone aggregate 10mm down gauge) including finishing with plaster 1:3 (1 cement : 3 fine sand) etc . Complete as required. | Sqm | 907.4852 | 1814.9704 |  | 0
0
Part V | Door WORKS |  |  | 0
05.01 | Providing & fixing 125mm Thick bijoliya make stone door frame fixing |  |  | 0
| Providing & fixing 125mm Thick bijoliya make stone door frame fixing | Rmt | 1483.35 | 2966.7 |  | 0
05.02 |  |  |  | 0
05.03 | P / F Single Leaf / Double leaf seasoned hardwood Flush Door : (Size: as Drawing) fabricated in 35-40 mm thk.flush door Panel finished 1mm thick laminate (as/sample approved make) on both faces. The laminate has to be fixed with hairline grooves. All the laminate grains to be vertical & spray applied spray applied PU ( ICA, Pidilite make) finished (Seasoned red merantii wood) margin match to laminate shade on exposed edges as per design, and 100mm high 1mm thk. 304 grade SS kick plate wrapped around at bottom of door on both faces to be adhesive bonded and all door hardware including 150mm high SS pull handle, S.S butt hinges 4 Nos per door , floor mounted D type door stop, open arm door closer, mortise or Cylindrical round handle cum lock or mortise handle with lock , 100mm high 0.5mm thk. 304 grade SS kick plate wrapped around at bottom of door on both faces and behind the door handle of approved makes as per hardware drawing etc & including fire proof paint of Viper/ Acro make on all edges of panel. all complete as per design and drawing. ( The thickness of shutter in all the cases should not be less than 35mm either veneered or laminated finish) (Cost of providing 40 mm beading, door seal to be included in the quoted rate). SS brush hardware only |  |  | 0
05.03.01 | 35 m.m. thick shutters | Sqm | 483.614 | 967.2279 |  | 0
05.04 | Providing and fixing Brushed steel hardwares |  |  | 0
05.04.01 | Providing and fixing tower bolt (barrel type) with necessary screws etc. complete. |  |  | 0
05.04.01A | 250 x 10mm. | Each | 173 | 346 |  | 0
05.04.01B | 150 x 10mm | Each | 250 | 500 |  | 0
0
05.04.02 | Providing and fixing brushed steel handles with necessary screws etc. complete. |  |  | 0
05.04.02A | 150 mm | Each | 532 | 1064 |  | 0
05.04.03 | Providing and fixing sliding door bolts ( AL Drops) |  |  | 0
05.04.03A | 300 mm | Each | 0 | 0
05.04.03B | 250 mm | Each | 188 | 376 |  | 0
05.04.04 | Floor mounted door stop, Stainless steel, Matt Art. no. 937.55.140 (Hafele) | Each | 160 | 320 |  | 0
05.05 | Providing and fixing 19 mm thick commercial block board shutters for Cup-board , 6 mm thick teak wood lipping on all three edges of shutters including 4 nos. brushed steel heavy duty butt hinges of size 75 mm with matching screws & at the rebeat side of shutter 1" x 1" teak wood member to be provided , and also fixing 0.5mm thick white color laminate on inside surface & 0.8mm thick laminate of wooden texture on external surface of the shutters . The rates coated for this items included PVC buffers, hardware, adhesive, Concealed Screw Lock 4 Inch Hasp Lock, polishing where required etc. all complete as per design and drawing. | Sqm | 445.2867 | 890.5734 |  | 0
0
Part VI | FLOOR AND WALL TILES |  |  | 0
| Preamble: |  |  | 0
| Rates shall include : |  |  | 0
i | All handling and storage, All lead/lift, loading, unloading, cartage, handling etc. |  |  | 0
ii | Protection with approved material |  |  | 0
iii | To the true line and levels |  |  | 0
iv | As per the approved pattern and design |  |  | 0
v | Making all projections , recess and aesthetical features |  |  | 0
vi | Making necessary cut outs, holes, Fixing all inserts |  |  | 0
vii | making necessary cutting for accommodating cp, sanitary(wash basin, sink etc.) etc. and finish such edges as per approved drawing or as instructed by project manager |  |  | 0
viii | All riser & tread shall be in single piece, no joint shall be allowed. |  |  | 0
ix | Tiles and stone shall be of uniform colour and same batch number |  |  | 0
x | Necessary slope shall be maintained . |  |  | 0
xi | Silicon shall be applied to all joints with backer rods on external cladding works |  |  | 0
xii | The contractor shall be responsible for protection of his works up to handover to Project Manager, protection like laying Bubble sheet/ POP protection sheet/ Synthetic material sheet (Floor Guard) over stone/ tile work where-ever as required. (as directed by Project Manager.) |  |  | 0
0
06.04 | Providing and laying prepolished 25mm thick Kota Stone to staircase with 35-40mm thick cement mortar 1:4 (1 cement : 4 coarse sand) and joint to be filled with white cement pigmented slurry to match the shade of granite etc. complete including 0.5mm machine cut edges to be champhered and polished, polishing on stone as per drawing as per EIC. |  |  | 0
06.04.01 | Treads of steps including rounding the edges and providing 3 nos. non skid grooves of size 3mm x 3mm per tread. ( Base Rate 700 Sqm Without GST) | Sqm | 320.4337 | 640.8675 |  | 0
06.04.02 | Riser of steps ( Base Rate 700 Sqm Without GST) | Sqm | 70.84 | 141.68 |  | 0
06.05 | P / L of Matte finish 9-10 mm thk. anti skid Vitrified tiles in Toilet (600X600MM), Kajaria / Somany or approval make, shade as approved by Architect & code using upto 1:4 (1 cement & 4 coarse sand) cement mortar bed below including 100mm high skirting, with machine cutting as required,with 3 mm spacers & including joints treated with epoxy grout (Make : Webar/ laticrete) in approved shade sample to tile ,with water jet cutting as required, in flooring making slope as required etc complete in all respects as per flooring pattern given in the drawing including providing cut-outs wherever necessary as per MEP requirements. |  |  | 0
06.05.01 | Anti skid Vitrified tiles Toilet Floor ( Base rate – 450 INR / Sq. mt. Without GST ) | Sqm | 703.1935 | 1406.387 |  | 0
| P / L of Matte finish 9-10 mm thk. Vitrified tiles In Floor (600X600MM), Kajaria / Somany or approval make, shade as approved by Architect & code using upto 1:4 (1 cement & 4 coarse sand) cement mortar bed below including 100 mm high skirting, with machine cutting as required,with 3 mm spacers & including joints treated with epoxy grout (laticrete / Webar) in approved shade sample to tile,with water jet cutting as required, in flooring making slope as required etc complete in all respects as per flooring pattern given in the drawing including providing cut-outs wherever necessary as per MEP requirements. |  |  | 0
06.05.02 | Vitrified tile ( Base rate – 450 INR / Sq. mt. Without GST ) | Sqm | 5658.5804 | 11317.1608 |  | 0
06.06 | P / F, 9-10 mm thk. Matte finish Vitrified wall tiles All Kitchen, Toilet etc. (600mmx600mm) of Kajaria / Somany or approval make, and shade ,including rough cement plaster 1:5 ration of thickness 15-20mm under tile, tile to be fixed on rough plaster using 1:3 ( 1 cement & 3 coarse sand) mortar,after that use tiles adhesive for Fixing ( Make:Pidilite (Roff),MYK LATICRETE), with machine cutting as required,with 3 mm spacers & including joints treated with epoxy grout (laticrete / Webar) in matching color to tile,complete in all respects as per wall cladding pattern given in the detailed dwg. & as per specifications etc complete in all respects including providing cut-outs wherever necessary as per MEP requirements. With Aluminum genesis make corner guard in tile edge . As per EIC. |  |  | 0 |  | 0
06.06.01 | Vitrified tile ( Base rate – 450 INR / Sq. mt. Without GST ) | Sqm | 1632.1895 | 3264.379 |  | 0
0
06.07 | Providing and fixing prepolished 18 -20 mm thick Granite slab for the toilet counter & facial laid over 35-50mm thick cement mortar 1:4 (1 cement : 4 coarse sand) inclusive of making and rounding off edges and cutting holes (circular or oval) for wash basin, MS angle to fix bottom stone including rubbing polishing complete,Filling joints with epoxy-based material as per EIC. P / F 450-600mm deep toilet counter unit for recessed wash basin as approved, top finished 18-20 mm thick granite of approved shade and make with front fascia, nosing( full molding)etc to be complete in all respects including providing cut-outs wherever necessary as per MEP requirements (Note : ). |  |  | 0
06.07.01 | Counter top/ Facial Dado granite ( Base Rate 220 Sft Without GST) | Sqm | 37.4149 | 74.8297 |  | 0
| P / L of 18-20 mm the. Polished Granite in flooring, patterns, thresholds and including ramp, as per approved sample, including using 1:4 (1 cement & 4 coarse sand) mortar, with machine cutting as required, joints treated with Latricrete make grouting material to match the shade of stone, rate to include diamond polish with over sealer coat of Nano make sealant and skirting etc. complete in all respects as per flooring pattern given in the detailed drawing complete . |  |  | 0
06.08 | Providing and fixing prepolished 20mm thick Kota stone slab for the Cup-board shelf including chase cutting in walls & repairing walls after fixing slab Filling joints with epoxy-based material ,also inclusive of making and rounding off edges, including rubbing polishing complete. | Sqm | 391.122 | 782.244 |  | 0
06.09 | Providing and laying factory made cement concrete interlocking paver blocks of 60 mm thickness, M-30 grade, made from cement, coarse sand and stone aggregate, vibrated, compressed and cured as per IS:15658, of approved shape, colour and pattern, laid over and including 30 mm thick sand bedding layer, joints filled with fine sand, compacted using plate vibrator, complete in all respects as per drawings, specifications and directions of Engineer-in-Charge. | Sqm | 235.7916 | 471.5832 |  | 0
06.10 | Providing and fixing ceramic tiles lining in water tanks, of approved make ( Somany/ Jonshan )and shade, conforming to IS: 15622 / IS: 13755, of size 300 × 300 mm , minimum thickness 10 mm, fixed with approved polymer-modified cementitious adhesive suitable for water-retaining structures, including:Preparation and cleaning of RCC/brick masonry surface,Fixing tiles true to line, level and plumb,Cutting tiles to required shape and size Filling joints with epoxy-based / waterproof cement-based grout Making corners, edges, junctions and slopes complete Curing, finishing and cleaning All materials, labour, tools, scaffolding, leads & lifts | Sqm | 318.9679 | 637.9358 |  | 0
Part VII | FINISHING WORK |  |  | 0
| Preamble |  |  | 0
| The rates for all Finishing work include: |  |  | 0
i | Hacking and roughening of concrete or other surfaces in contact with surface for bondage. |  |  | 0
ii | Using chicken mesh of approved quality wherever required |  |  | 0
iii | Making all projections, recess , grooves, cornices and elevation features |  |  | 0
iv | Holes (cut and formed or left) for fixing, pipes, bolts and other inserts and making good including grouting if necessary. |  |  | 0
v | Forming chases for edges of concrete floors or other units, for sealing in waterproofing layers etc. |  |  | 0
vi | Necessary curing & protection |  |  | 0
vii | Making all patterns, shape and figures with different shades as per the approved design. |  |  | 0
viii | Using necessary clamps, cramps, anchors, hold fast of approved stainless steel grade |  |  | 0
ix | Cleaning the existing surface ( new / old) by using necessary cleaning materials as approved |  |  | 0
x | Joint treatment with appropriate materials as approved |  |  | 0
xi | All lead lift, loading, unloading, cartage, handling and storage. |  |  | 0
07.01 | Providing & applying 12 / 15 mm thick cement plaster water proof to walls, columns, piers etc. in cement mortar 1 : 4 (1 cement : 4 fine (75%) and coarse (25%) sand mix in proportions) add with waterproofing chimical applied, finished smooth and cured including fixing MS chicken wire mesh to junctions of concrete and masonry work and wall conduite and other locations where called for including cutting to required sizes side laps of minimum 75 mm and fixing in position etc. hacking, curing, making grooves / bands wherever required complete. The rate shall includes the cost of scaffolding for all height & chicken wire mesh complete work in all respect as per direction of EIC. | Sqm | 16512.4328 | 33024.8655 |  | 0
07.02 | Providing & applying 6 -10 mm thick cement plaster in ceiling, soffits and sides of slabs, columns beams and other concrete surfaces not designated as exposed concrete in cement mortar 1 : 3 (1 cement : 3 fine sand )add with waterproofing chimical applied, finished smooth and cured including hacking, curing, making grooves / bands / drip courses wherever required complete. The rate shall includes the cost of scaffolding for all height complete and complete the work in all respect as per direction of EIC. | Sqm | 5804.7549 | 11609.5097 |  | 0
07.03 | Providing & applying minimum two coat of White cement based Putty of approved brand to new plastered work on walls & ceiling including with scrapping, sand papering & cleaning of plaster wherever required directed by engineer in-charge. | Sqm | 19207.6233 | 38415.2467 |  | 0
07.04 | P / A PROFESSIONAL SOLITAIRE STAIN RESIST or equivalent premium interior water based washable emulsion conforming to IS 15489 standard with washable & cleanable ability more than 4000 mechanical cycles; with VOC below 3% by mass; along with anti-fungal resistance conformance to ASTM D3273; and anti-bacterial resistance conformance to JIS Z 2801:2010 and coverage of 120-140 sq ft/ltr applied over one coat of Dulux Professional Interior Sealer A700 or equivalent as per recommended application procedure below. Ensure surface is thoroughly clean, dry and free from all loose dust, dirt, grease, wax etc before application. All surfaces should be thoroughly rubbed down using a suitable abrasive paper and thereafter wiped off. Sand the surface with Emery paper no 180 and wipe off loose particles. Apply the first coat of primer and allow it to dry for another 6 hours. Smoothen the surface by applying thin coats of ICI Acrylic wall based putty to fill in all the dents, allow the putty to dry overnight and sand the surface with emery paper no 180 and wipe clean. Apply the 2nd coat of primer and allow drying for 6-8 hours sand the surface with emery paper no 380 and wiping clean. For Brilliant white and Pastel shades dilute up to 40-45% ( 400-450 ml of water in 1 litre paint), for deep base shades dilute 25-30% (250-300 ml of water in 1 litre paint). Normally two coats of paint are sufficient for complete opacity and desired finish. Deep base shades may require third coat for getting the desired opacity. The work must be complete in all respects as per manufacturer process mentioned above in all respects. ( For wall & false ceiling both ) Rate shall also include cost of primer and putty. | Sqm | 22773.8821 | 45547.7642 |  | 0
07.06 | Painting with matt finish synthetic enamel paint of approved brand and manufacture on walls, including scrapping, cleaning making good the surface . Including Two or more coats of primer. | Sqm | 4816.255 | 9632.51 |  | 0
07.07 | Finishing walls with textured Natural stone effect wall finish exterior paint of required shade : Natural stone effect wall finish product is eco-friendly, rough-tough and long lasting high quality textured finish. It is made from exterior durable acrylic modified resin and various types of natural & graded aggregates of very high quality procured from reliable sources. It also has excellent adhesion on almost all the surfaces, which creates a barrier against fluctuating temperatures. This makes the film, breathable and tough. Due to special chemical composition the texture finish looks like a natural sand stone. it is available in different colour combinations. It is also resistant to U.V. radiation and has excellent water repellent properties. It has the ability to clear all minor surface undulations and fine hairline cracks, and can be used as stone masonry for various patterns up to 4 mm thickness as per architects’ requirements. |  |  | 0
| (Two or more coats applied @ 3.28 ltr/10 sqm) over and including priming coat of exterior primer applied @ 2.20kg/ 10 sqm | Sqm | 279.2036 | 558.4072 |  | 0
07.08 | Providing and fixing 25mm thick Gang Saw cut Red Sandstone (Agra Red/Mandana or approved equivalent) for window sills, wall copings, and preparation of sills. The stone shall be of uniform color, texture, and free from any cracks or flaws.The stone must conform to IS: 3622 for physical properties. | Sqm | 381.9695 | 763.939 |  | 0
07.09 | Providing and applying Washed Stone Grit Plaster in two layers to external surfaces at any height, as per the following specifications:Under Layer: 15mm thick rough cement plaster in ratio 1:4 (1 cement : 4 coarse sand) integrated with an approved waterproofing compound of "CICO No.1 ".Bonding Coat: Application of neat cement slurry over the under layer @ 2 kg of cement per square meter.Top Layer: 15mm thick cement plaster in ratio 1:½:2 (1 white cement : ½ coarse sand : 2 stone chipping of 10mm nominal size) laid in panels.Groove Details: Providing and fixing Aluminum C-Channels (size 10mm x 15mm) in approved patterns to create decorative and functional panel joints.Finishing: Scrubbing and washing the top layer with wire brushes and water while green to expose the stone chippings uniformly.Inclusions: The rate includes repair to panel edges, finishing grooves, making drip moulds (at projections/sills), and all necessary scaffolding/tools. | Sqm | 5577.8024 | 11155.6048 |  | 0
07.10 | Supplying and laying 18-20mm thick jaislemer Yellow stone bands on wall side & coping over a base of mix 1:4 (white cement motar) including making necessary grooves, pointing in with white cement backing applied @ 3kg/m2 and joined with white cement slurry mixed with matching colour pigment to match the shade of Stone as per drawings, including drilling necessary holes and sealing the joints with approved semi gloss weather sealant, polishing on all horizontal & vertical surfaces (Laticrete/ Eagle / Dupont) over all the stone, to provide stain resistant & non-porous surface.polishing as per design / pattern etc all complete as per drawings | Sqm | 159.9088 | 319.8176 |  | 0
Part-VIII | ALUMINIUM WORK |  |  | 0
08.01 | Providing and fixing aluminium work for , doors, windows and ventilators with extruded built up standard tubular sections as per design and drawing or as approved of approved make conforming to IS: 733 and IS: 1285, fixing with dash fasteners of required dia and size, including necessary filling up the gaps at junctions, i.e. at top, bottom and sides with required EPDM rubber/ neoprene gasket etc. Aluminium sections shall be smooth, rust free, straight, mitred and jointed mechanically wherever required including cleat angle, Aluminium snap beading for glazing / panelling, C.P.brass / stainless steel screws including all hardware as per design & specifications, all complete as per architectural drawings and the directions of Engineer-in-charge. Make: Jindal . |  |  | 0
08.01.01 | For all portion (Frames, panel, shutter and Louvers, hinges/ pivots and making provision for fixing of fittings wherever required including the cost of EPDM rubber / neoprene gasket required Including all fittings Powder coated aluminium) Powder coated aluminium (minimum thickness of powder coating 50 micron) actual installed section shall be consider for the payment.inclusing Hardware: bead join, glass packer, glazing gaskets, door backset, door handle, hinges, door cylinder, door lock, infill bar locking rod, cleat, counter plate, shoot bolt, tower bolt, threshold bush, slider lock sash, bump stop, flyscreen, lock sash, mesh material, interlock plug, antilift plug, center seal, track count, water protect, glass adaptor, center sealing, Including Cost of hardware, Vendor to approve shop drawings from client before execution. |  |  | 0
08.01.01A | For fixed portion & Frames | Kg | 2839.2808 | 5678.5615 |  | 0
08.01.02 | For shutters of doors, windows & ventilators including providing and fixing hinges/ pivots and making provision for fixing of fittings wherever required including the cost of PVC / neoprene gasket required (Fittings shall be paid for separately). |  |  | 0
08.01.02A | Powder Coated aluminum (Powder Coated transparent or dyed to required shade according to IS: 1868, Minimum anodic coating of grade AC 15) | Kg | 2739.9466 | 5479.8933 |  | 0
08.02 | Providing and fixing glazing in aluminium window, ventilator shutters and partitions etc. toughened glass panes of 5-6 mm thickness (weight not less than 12.50 kg/SQM) with EPDM rubber / neoprene gasket etc. complete as per the architectural drawings and the directions of engineer-in-charge . Make: Saint gobain, Modi Guard or equivalent Including Cost of hardware. | Sqm | 350.1206 | 700.2412 |  | 0
08.03 | Providing & fixing fly proof stainless steel grade-302 wire gauge to aluminum windows and clerestory windows using stainless steel wire gauge with average width of aperture 1.6mm in both directions with wire of dia 0.56mm complete including riveting with 25X3mm stainless steel flat as per the direction of Engineer-in-charge. | Sqm | 321.3945 | 642.7889 |  | 0
08.04 | Providing and fixing stainless steel (SS 304 grade) adjustable friction windows stays of approved quality with necessary stainless steel screws etc. to the side hung windows as per direction of Engineer-in-charge complete. 255 X 19 mm | Each | 1120 | 2240 |  | 0
08.05 | Providing and fixing aluminum L- shape handle of 125 mm with SS screws & PVC buffers etc. approved sample complete as per direction of Engineer-in-charge Powder Coated (AC 15 ) aluminum | Each | 560 | 1120 |  | 0
0
Part IX | MISCELLANEOUS WORKS |  |  | 0
09.02 | Providing and fixing 25mm thick armor board for expansion joints between column, beam, slab and walls etc. as per manufacturers specification and recommendation. | Sqm | 60.144 | 120.288 |  | 0
09.03 | Providing and fixing 25mm x 10mm gaps of expansion joint with silicon / polyurethane sealant over backer rod etc. complete as per manufacturers specification & recommendation. | Rmt | 89.5 | 179 |  | 0
09.06 | Providing and fixing M.S. railing / gratings / ladders / gates / grills / hold fast / manhole cover etc. in built up sections including cutting, fabrication, welding, grinding, hoisting & fixing in position, M.S. lugs and cutting holes & grouting & applying a priming coat of approved steel primer and two coats of synthetic enamel paint of approved make & shade etc. all complete: | Kg | 5384.6965 | 10769.393 |  | 0
09.08 | Providing and Making plinth protection 50mm thick of cement concrete 1:3:6 (1 cement : 3 coarse sand : 6 graded stone aggregate 20mm nominal size) over 75mm bed of dry brick ballast 40mm nominal size well rammed and consolidated and grouted with fine sand including finishing the top smooth . | Sqm | 136.68 | 273.36 |  | 0
09.09 | SS RAILING WITH: Supply and fixing of railing of height 750 mm. Balusters : Dia 38mm in SS (1% Nickle) @ 26" C/C. Cross Members :15mm 4 nos. in SS (1% Nickle) Handrail : Dia 50mm in SS (1% Nickle) Make: TATA, SAIL, JINDAL | Rmt | 131.67 | 263.34 |  | 0
09.10 | Miscellaneous dismatelling of RCC/Brick work from misc locations as per design and removal of debri from the location and dumping at location assigned | CUM | 35.1365 | 70.2731 |  | 0
09.11 | P/F 6mm thk. Mirror ( with 3mm X 3mm bevelled edge) of approved make fixed to existing wall surface with 25mm diameter SS studs as per drawing, work to be complete in all respects as per detail . | Sqm | 43.197 | 86.394
10 | False ceiling
a | P / F Size 150 - 300mm horizontal & Vertical for HVAC Line Covering Gypsum board false ceiling including providing and fixing G.I. angle of 25x25x0.55mm thick along perimeter of the ceiling, fixed to brick wall/ partition with the help of Nylon sleeves and screws at 610mm c/c. The main section of size 25x40x0.8mm thick fixed with the help of a level adjuster made of zinc alloy 50x25 mm as per drawings from the soffit of slab at 1220mm c/c with MS Flat 25x3mm thick fixed to soffit with G.I. cleat and dash fasteners. Ceiling section of 0.56 thickness having knurled web of 40 mm and 2 equal flanges of 35 mm with lips of 8.5mm are then fixed to the main section with the help of connection clips/ screws & in the direction perpendicular to the main section at 375 mm c/c, including 25mm & 50mm wide gypsum board bands in corridor / other rooms taping & bands, rate to include all pelmets / coves, All shapes, All size and as per design etc. complete as per details ( surface area to be taken for measurement, acrylic emulsion paint excludes in quoted rate ) | Sqm | 157.5 | 315
b | Providing and fixing Suspended Metal board false Ceiling at all height including providing of frame work made of Gypserra™ Perimeter Channel {Material-GI(IS513),YS-260Mpa,Finish-Galvanised 150GSM(IS27 )} is fixed along the perimeter of existing wall/ partition with the help of HILTI HPS - 1 (6x40) impact anchor, at 600mm centres. Gypserra™ Ceiling Angle {Material-GI(IS513),YS-260Mpa,Finish-Galvanised 150GSM(IS277)} is suspended by fixing it to the Gyproc® soffit cleat {GI(IS513)YS-260Mpa,Finish-Galvanised 150GSM(IS277) }. Soffit Cleat and Gyproc® Rawl Plug- Ø8x45mm {Material-IS 513 CR2 grade, Zinc coating (7 to 8 microns) pull out load- 6.8kN for M30 concrete grade} creating 1220mm x 1220mm grid. Gypserra™ Intermediate channel {Material-GI(IS513),YS-260Mpa,Finish-Galvanised 150GSM(IS277) } is fixed to the Gypserra™ Ceiling Angle with M6 x 12mm Hex Bolt & Hex Nut arrangement {Material–As per EN 10083 Finish – Zinc Plating} or with 2 Nos of Ø4.2x13 Gyproc® metal to metal screw {Material-Carbon steel EN-ISO 7049/50 Finish- Zinc Coating Thickness- 4.14micron.} The Gypserra™ Ceiling Section {Material-GI(IS513),YS-260Mpa,Finish-Galvanised 150GSM(IS277)} is then fixed to the Gypserra™ Intermediate Channel {Material-GI(IS513),YS-260Mpa,Finish-Galvanised 150GSM(IS277)} with the help of Gyproc® Connecting Clip {Material-High carbon spring steel wire(BS970Gr.En42)-46-48HRC,Finish-Zinc plating 4-6 micron} and in direction perpendicular to the Intermediate channel at 457mm c/c. Single layer of 12.5mm tapered edge Gyproc® MR (conforming to IS 2095 Part 1:2011/ EN 520:2004, Type-A & H1/ASTM C1396) is then screw fixed to ceiling section with 25mm drywall screws {Material-Carbon steel EN-ISO 7049/50,Finish-Case hardened Grey Phosphating} at 230mm centres on ceiling section & 150mm at periphery of ceiling. Finally square and tapered edges of the boards are to be jointed and finished so as to have a flush look which includes filling and finishing with Gyproc® Pro-Fill Jointing compound (Conforms to ASTM C475), Gyproc® Joint Paper tape.Serrated section provides effective thickness of 2T ( 2xdepth), for better load carrying capacity, enhanced screw retention, Improved acoustic performance & fire resistance. To be complete in all respects as per design requirements. | Sqm | 772.8 | 1545.6
0
1 | Providing and fixing Aluminium Composite Panel (ACP) cladding of approved make, shade and texture, having minimum 4 mm overall thickness with 3 mm thick polyethylene / FR core, aluminium skin thickness 0.50 mm (minimum) on both sides, finished with PVDF / FEVE coating, fixed on aluminium / galvanized steel framework comprising vertical and horizontal members made from aluminium sections / GI sections, including all brackets, cleats, stiffeners, fasteners, SS screws, rivets, weather-proof silicone sealant, gaskets, necessary grooves, folds, bends, cut-outs, and provision for expansion joints, complete in all respects as per approved drawings and directions of Engineer-in-Charge. | Sqm | 13.44 | 26.88 |  | 0
2 | Providing and fixing American type flushing handle made of brass / ABS plastic with chromium plated finish, of approved make and quality, suitable for low level / high level flushing cistern, including all necessary fittings, connectors, washers, screws, and making connections complete in all respects as per manufacturer’s specifications and directions of Engineer-in-Charge. | Nos | 40 | 80 |  | 0
3 | Providing and fixing aluminium door lock of approved make and quality, sliding type, suitable for aluminium doors and windows, including aluminium / SS handle pair, lock body, strike plate, cylinder, keys, fixing screws, cutting and making good the aluminium frame/shutter, complete in all respects as per manufacturer’s specifications and directions of Engineer-in-Charge. | Nos | 12 | 24 |  | 0
4 | Providing and fixing double action hydraulic floor spring of approved brand and manufacture conforming to IS:6315, having double spring mechanism and door weight capacity up to 125 kg, for doors, including cost of cutting floors, embedding in floors as required and making good the same matching to the existing floor finish and cover plates with brass pivot and single piece M.S. sheet outer box with slide plate, etc., complete as per the direction of Engineer-in-Charge. | Nos | 17 | 34 |  | 0
5 | Providing and fixing factory made insulated steel fire door having minimum 120 minutes fire resistance rating, tested in accordance with IS 3614 (Part-1 & Part-2) / BS 476 / EN standards, suitable for service shafts / electrical shafts / plumbing shafts, comprising: Door frame made of 1.6 mm thick GI steel sheet, duly pressed, folded and welded Door shutter made of 1.2 mm thick GI steel sheet on both sides Core filled with fire resistant mineral wool / honeycomb insulation Including vision panel (if specified) with fire-rated glass Including fire-rated hardware such as: Heavy-duty hinges,Mortice lock / panic bar (as specified),Door closer,Intumescent fire seal Finished with powder coating of approved shade | Nos | 7 | 14
| TOTAL Amount |  |  |  |  | 0

## Mb (hidden)
Measurement Sheet
S No | Description | Nos | Floor | Length | Width | Height | Quantity | Unit
01.01 | Earth Work In Excavation in all types of soil & soft rock, such as earth, marine clay, marshy land, running sand, garbage, slush, murum, rock boulders with pick axe & shovel or mechanical means like hydraulic excavator (by manual or mechanical means) etc. as directed by Engineer-In-Charge. The rate includes cost of labour, plants, machinery, power, fuel, consumables, equipments, pumping out water, setting out the works in profile, providing shoring and strutting for protecting the sides of foundation where required. The rates includes of Disposal or dumping of surplus excavated earth (after Refilling ) of all kinds of soil up to disposal point as directed by Engineer-in-charge with in the premises. Work shall be completed in all respect as per the technical specifications and as per the directions of the Engineer in charge. all safety parameters shall be ensured as required by the relevant IS Codes, Industry Practice or as instructed by representative to take care of the Owners property. -- Measurements shall be done on PCC Dimensions Only. lead and liftup to 2 KM .
01.01.01 | In depth from Existing Ground level to 3 m level.
| Grid N to D/5 to 15 | 1 |  | 35.405 | 35.405 | 2.35 | 2945.758
| On grid 16/P to K | 1 |  | 12.242 | 2.097 | 2.35 | 60.328
| On grid P /12 to 16 | 1 |  | 9.545 | 2.097 | 2.35 | 47.0373
| On grid 3 /G to C | 1 |  | 12.24 | 2.095 | 2.35 | 60.2606
| On grid C/7 to 10 | 1 |  | 9.68 | 3.32 | 2.35 | 75.5234
| On grid C/3 to 7 | 1 |  | 7.645 | 2.1 | 2.35 | 37.7281
| F1 /A9 | 1 |  | 4.5 | 4.5 | 2.35 | 47.5875
| F2/A8 | 1 |  | 5.1 | 5.1 | 2.35 | 61.1235
| ded of courtyard | -1 |  | 11.72 | 11.715 | 2.35 | -322.6545
| Lift pit excavation | 1 |  | 4.31 | 4.96 | 0.25 | 5.3444
| Water tank | 1 |  | 3.36 | 6.26 | 3 | 63.1008
| Courtyard area | 1 |  | 15.46 | 15.46 | 0.3 | 71.7035
| Panel room trench excavation | 1 |  | 4.25 | 0.75 | 0.6 | 1.9125
[6 empty] | Total | 3154.7529 | Cum
01.02 | Filling with selected available earth including transportation for all leads, and upto any height cost of soil, royalty, loading, unloading, carriage to dumping spot and all incidentals complete (Net consolidated area fill volume will be computed from the initial and final levels. Volume in slopes, embankments etc. will be computed applying appropriate formula).
| Total excavation quantity | [5 empty] | 3152.84
| Grid N to D/5 to 15 | 1 |  | 35.405 | 35.405 | 0.95 | 1190.8383
| On grid 16/P to K | 1 |  | 12.242 | 2.097 | 0.95 | 24.3879
| On grid P /12 to 16 | 1 |  | 9.545 | 2.097 | 0.95 | 19.0151
| On grid 3 /G to C | 1 |  | 12.24 | 2.095 | 0.95 | 24.3607
| On grid C/7 to 10 | 1 |  | 9.68 | 3.32 | 0.95 | 30.5307
| On grid C/3 to 7 | 1 |  | 7.645 | 2.1 | 0.95 | 15.2518
| F1 /A9 | 1 |  | 4.5 | 4.5 | 0.95 | 19.2375
| F2/A8 | 1 |  | 5.1 | 5.1 | 0.95 | 24.7095
| ded of courtyard | -1 |  | 11.72 | 11.715 | 0.95 | -130.4348
| Building front side | 1 |  | 7.3 | 6.5 | 0.35 | 16.6075
| Building front side | 1 |  | 7.3 | 3 | 0.25 | 5.475
| Grid M to P/8 to 12 | 1 |  | 16.2 | 5.3 | 0.4 | 34.344
| Bathroom front | 1 |  | 5.28 | 4 | 0.33 | 6.9696
| Grid K to J/14 to 16 | 1 |  | 12.78 | 3 | 0.25 | 9.585
| Panel room | 1 |  | 6.6 | 2 | 0.2 | 2.64
| Panel room | 1 |  | 7 | 5 | 0.3 | 10.5
| Back side(Grid A to D/9 to 12) | 1 |  | 9.5 | 5 | 0.3 | 14.25
| Fire escape gallery (L wall side) | 1 |  | 5 | 5 | 0.25 | 6.25
| Grid C to D/4 to 5 | 1 |  | 2 | 2 | 0.25 | 1
| Grid K to G/3 to 5 | 1 |  | 13.5 | 8.4 | 0.3 | 34.02
PCC /RCC both
| Grid N to D/5 to 15 | -1 |  | 34.505 | 34.505 | 0.65 | -773.8868
| On grid 16/P to K | -1 |  | 11.342 | 2.097 | 0.65 | -15.4597
| On grid P /12 to 16 | -1 |  | 8.945 | 2.097 | 0.65 | -12.1925
| On grid 3 /G to C | -1 |  | 11.34 | 2.095 | 0.65 | -15.4422
| On grid C/7 to 10 | -1 |  | 8.78 | 3.32 | 0.65 | -18.9472
| On grid C/3 to 7 | -1 |  | 7.645 | 2.1 | 0.65 | -10.4354
| F1 /A9 | -1 |  | 3.6 | 3.6 | 0.65 | -8.424
| F2/A8 | -1 |  | 4.2 | 4.2 | 0.65 | -11.466
Pedestal
| C66+C67/C53+C54/C15+C16/C4+C5/C29+C35/C28+C34/C32+C38/C33+C39 | -8 |  | 5.1 | 2.1 | 0.25 | -21.42
| C42/C43 | -2 |  | 2.1 | 1.8 | 0.25 | -1.89
| C11+C20+C12 | -1 |  | 2.95 | 4.098 | 0.25 | -3.0223
| C11+C20+C12 | -1 |  | 1.672 | 2.1 | 0.25 | -0.8778
| C2+C3+C8 | -1 |  | 2.1 | 4.618 | 0.25 | -2.4245
| C2+C3+C8 | -1 |  | 2 | 2.948 | 0.25 | -1.474
| C13+C14+C21/C17+C18+C26/C48+C55+C56 | -3 |  | 2 | 2.1 | 0.25 | -3.15
| C13+C14+C21/C17+C18+C26/C48+C55+C56 | -3 |  | 4.098 | 2.1 | 0.25 | -6.4544
| C6+C9 | -1 |  | 4.1 | 2.52 | 0.25 | -2.583
| C19+C27 | -1 |  | 4.098 | 2.524 | 0.25 | -2.5858
| C52 | -1 |  | 2.1 | 1.8 | 0.25 | -0.945
| C61+C68+C69 | -1 |  | 2 | 2.953 | 0.25 | -1.4765
| C61+C68+C69 | -1 |  | 2.1 | 4.622 | 0.25 | -2.4266
| C64 | -1 |  | 2.47 | 2.25 | 0.25 | -1.3894
| C65 | -1 |  | 2.1 | 1.8 | 0.25 | -0.945
| RCC for plinth beam | [5 empty] | 0
| PB1/PB25 | -2 |  | 4.32 | 0.23 | 0.07 | -0.1391
| PB2/PB23 | -2 |  | 5.975 | 0.23 | 0.07 | -0.1924
| PB3 | -1 |  | 15.32 | 0.23 | 0.07 | -0.24665
| PB4/PB20 | -2 |  | 9.14 | 0.23 | 0.07 | -0.29431
| PB5 | -1 |  | 6.321 | 0.23 | 0.07 | -0.10177
| PB6 | -4 |  | 1.765 | 0.15 | 0.07 | -0.07413
| PB7 | -2 |  | 1.765 | 0.23 | 0.07 | -0.056833
| PB8 | -1 |  | 6.621 | 0.23 | 0.07 | -0.1066
| PB9 | -1 |  | 25.061 | 0.23 | 0.07 | -0.40348
| PB10 | -1 |  | 30.01 | 0.23 | 0.07 | -0.48316
| PB11 | -4 |  | 5.344 | 0.23 | 0.07 | -0.34415
| PB12 | -4 |  | 4.745 | 0.23 | 0.07 | -0.30558
| PB13 | -1 |  | 4.36 | 0.23 | 0.07 | -0.070196
| PB14 | -1 |  | 7.675 | 0.23 | 0.07 | -0.12357
| PB15 | -1 |  | 30.01 | 0.23 | 0.07 | -0.48316
| PB16 | -1 |  | 31.01 | 0.23 | 0.07 | -0.49926
| PB17 | -1 |  | 4.674 | 0.23 | 0.07 | -0.075251
| PB18 | -1 |  | 1.917 | 0.23 | 0.07 | -0.030864
| PB21 | -1 |  | 6.075 | 0.23 | 0.07 | -0.097808
| PB22 | -1 |  | 14.72 | 0.23 | 0.07 | -0.23699
| PB24 | -1 |  | 7.044 | 0.23 | 0.07 | -0.11341
| PB26 | -1 |  | 4.322 | 0.23 | 0.07 | -0.069584
| PB27/PB51 | -1 |  | 5.816 | 0.23 | 0.07 | -0.093638
| PB29 | -1 |  | 14.72 | 0.23 | 0.07 | -0.23699
| PB30 | -1 |  | 7.412 | 0.23 | 0.07 | -0.11933
| PB31 | -1 |  | 1.697 | 0.23 | 0.07 | -0.027322
| PB32/PB48 | -2 |  | 2.22 | 0.23 | 0.07 | -0.071484
| PB33 | -4 |  | 1.765 | 0.15 | 0.07 | -0.07413
| PB34 | -1 |  | 2.95 | 0.23 | 0.07 | -0.047495
| PB35 | -2 |  | 1.765 | 0.23 | 0.07 | -0.056833
| PB37 | -1 |  | 30.368 | 0.23 | 0.07 | -0.48892
| PB39 | -1 |  | 4.744 | 0.3 | 0.07 | -0.099624
| PB40 | -2 |  | 14.415 | 0.23 | 0.07 | -0.46416
| PB41 | -2 |  | 4.745 | 0.23 | 0.07 | -0.15279
| PB42 | -1 |  | 5.345 | 0.23 | 0.07 | -0.086055
| PB43 | -2 |  | 5.345 | 0.23 | 0.07 | -0.17211
| PB44 | -3 |  | 4.745 | 0.23 | 0.07 | -0.22918
| PB45 | -1 |  | 4.745 | 0.23 | 0.07 | -0.076395
| PB46 | -1 |  | 24.953 | 0.23 | 0.07 | -0.40174
| PB47 | -1 |  | 4.323 | 0.23 | 0.07 | -0.0696
| PB48 | -1 |  | 2.22 | 0.23 | 0.07 | -0.035742
| PB49 | -1 |  | 6.021 | 0.23 | 0.07 | -0.096938
| PB50 | -1 |  | 17.317 | 0.23 | 0.07 | -0.2788
| PB52 | -1 |  | 4.32 | 0.23 | 0.07 | -0.069552
| PB53 | -1 |  | 5.977 | 0.23 | 0.07 | -0.09623
| PB54 | -1 |  | 5.977 | 0.23 | 0.07 | -0.09623
| Lift pit back filling | 1 |  | 2.36 | 0.92 | 3 | 6.5136
| Earth Filling Due To NGL Difference | 1480 |  |  |  | 2.4 | 3552
[6 empty] | Total | 7143.3838 | Cum
01.03 | Providing and laying dry rubble soling thick as required hand set in regular lines, interstices being filled in with small pieces of stones, hard murrum etc. thoroughly rammed, consolidated and watered complete as directed and specified complete as per specification and as directed.
R.A. 1
| Rooms | 6 |  | 3 | 5.49 | 0.23 | 22.7286
| Rooms | 4 |  | 2.89 | 5.49 | 0.23 | 14.5968
| Warden room | 1 |  | 3.485 | 5.49 | 0.23 | 4.4005
| Warden room/Handicap toilet | 2 |  | 2.285 | 2.64 | 0.23 | 2.7749
| Corridor | 4 |  | 15.92 | 1.7 | 0.23 | 24.8989
| Locker luggage room | 1 |  | 9.23 | 5.49 | 0.23 | 11.6547
| Toilet(Common area) | 2 |  | 5.815 | 4.765 | 0.23 | 12.7459
| Toilet(Common area) | 2 |  | 0.83 | 4.765 | 0.23 | 1.8193
| Toilet chajja area | 2 |  | 0.825 | 0.825 | 0.23 | 0.31309
| Bathroom | 12 |  | 1.1 | 1.54 | 0.23 | 4.6754
| Shaft room | 4 |  | 1 | 1.54 | 0.23 | 1.4168
| Near corriodor area | 3 |  | 4.76 | 1.7 | 0.23 | 5.5835
| C21,C22,C13,C12/C17,C18,C25,C26/C48,C47,C55,C56 | 4 |  | 1.7 | 1.7 | 0.23 | 2.6588
| Panel room | 1 |  | 4.39 | 0.23 | 4.39 | 4.4326
| Space for drying clothes | 1 |  | 4.77 | 2.07 | 0.23 | 2.271
| space for floor wise cooling plant | 1 |  | 4.76 | 2.07 | 0.23 | 2.2662
| near corridor area(staircase side) | 1 |  | 5.485 | 1.7 | 0.23 | 2.1446
| near corridor area(staircase side) | 1 |  | 3.015 | 2.07 | 0.23 | 1.4354
| near corridor area(staircase side) | 1 |  | 4.5 | 2.07 | 0.23 | 2.1425
| staircase area | 1 |  | 4.65 | 4.5 | 0.23 | 4.8128
| Infront of lift area | 1 |  | 1.89 | 2.36 | 0.23 | 1.0259
| staircase area near fire lift | 1 |  | 5.485 | 1.7 | 0.23 | 2.1446
| staircase area near fire lift | 1 |  | 5.115 | 4.82 | 0.23 | 5.6705
| Courtyard area | 1 |  | 15.46 | 0.23 | 15.46 | 54.9727
| Deduction(Box) | -8 |  | 1.15 | 0.23 | 0.35 | -0.7406
| Deduction coloum | -1 |  | 1.2 | 1.2 | 0.23 | -0.3312
| Lift pit soling | 1 |  | 2.36 | 3 | 0.23 | 1.6284
| Soilng Below Raft Foundation | 1480 |  |  |  | 0.23 | 340.4
[6 empty] | Total | 534.5426 | Cum
01.04 | Supplying & diluting chloropyrophous Emulsifiable concentrate of 20% concentration confirming to IS : 6439 – 1978 to form water emulsion of 0.5% concentration for preconstructional anti-termite treatment by uniformly spraying and injecting the diluted water Emulsion in specified quantities under and all-round the column pits, water trenches, top surface of plinth filling, junctions of walls and floor, along the external perimeter of the building expansion joints, over the top surface of excavated earth on which Apron is to be laid, surroundings of pipes and conduits etc. to create a continuous chemicals barrier complete as per standard specifications.
R.A. 1
| Grid N to D/5 to 15 | 1 |  | 34.505 |  | 34.505 | 1190.595
| On grid 16/P to K | 1 |  | 11.342 |  | 2.097 | 23.7842
| On grid P /12 to 16 | 1 |  | 8.945 |  | 2.097 | 18.7577
| On grid 3 /G to C | 1 |  | 11.34 |  | 2.095 | 23.7573
| On grid C/7 to 10 | 1 |  | 8.78 |  | 3.32 | 29.1496
| On grid C/3 to 7 | 1 |  | 7.645 |  | 2.1 | 16.0545
| F1 /C41 | 1 |  | 3.6 |  | 3.6 | 12.96
| F2/C51 | 1 |  | 4.2 |  | 4.2 | 17.64
| ded of courtyard | -1 |  | 12.62 |  | 12.615 | -159.2013
Above Plinth level
| Rooms | 6 |  | 3 |  | 5.49 | 98.82
| Rooms | 4 |  | 2.89 |  | 5.49 | 63.4644
| Warden room | 1 |  | 3.485 |  | 5.49 | 19.1327
| Warden room/Handicap toilet | 2 |  | 2.285 |  | 2.64 | 12.0648
| Corridor | 4 |  | 15.92 |  | 1.7 | 108.256
| Locker luggage room | 1 |  | 9.23 |  | 5.49 | 50.6727
| Toilet(Common area) | 2 |  | 5.815 |  | 4.765 | 55.4169
| Toilet(Common area) | 2 |  | 0.83 |  | 4.765 | 7.9099
| Toilet chajja area | 2 |  | 0.825 |  | 0.825 | 1.3612
| Bathroom | 12 |  | 1.1 |  | 1.54 | 20.328
| Shaft room | 4 |  | 1 |  | 1.54 | 6.16
| Near corriodor area | 3 |  | 4.76 |  | 1.7 | 24.276
| C21,C22,C13,C12/C17,C18,C25,C26/C48,C47,C55,C56 | 4 |  | 1.7 |  | 1.7 | 11.56
| Panel room | 1 |  | 4.39 |  | 4.39 | 19.2721
| Space for drying clothes | 1 |  | 4.77 |  | 2.07 | 9.8739
| space for floor wise cooling plant | 1 |  | 4.76 |  | 2.07 | 9.8532
| near corridor area(staircase side) | 1 |  | 5.485 |  | 1.7 | 9.3245
| near corridor area(staircase side) | 1 |  | 3.015 |  | 2.07 | 6.241
| near corridor area(staircase side) | 1 |  | 4.5 |  | 2.07 | 9.315
| staircase area | 1 |  | 4.65 |  | 4.5 | 20.925
| Infront of lift area | 1 |  | 1.89 |  | 2.36 | 4.4604
| staircase area near fire lift | 1 |  | 5.485 |  | 1.7 | 9.3245
| staircase area near fire lift | 1 |  | 5.115 |  | 4.82 | 24.6543
[6 empty] | Total | 1776.1636 | Sqm
02.01 | Providing and laying plain cement concrete of specified grade as bed concrete under foundation, column footing and other locations as called for etc. laid, consolidated and cured etc. complete and including side forms as required but excluding cost of cement (to be approved by LNMIIT) as per specification and drawing including the cost of centering and shuttering. .
02.01.01 | 1:4:8 (1 cement : 4 coarse sand : 8 graded stone agg. 20mm nominal size).
R.A. 1
| Grid N to D/5 to 15 | 1 |  | 34.505 | 34.505 | 0.15 | 178.5893
| On grid 16/P to K | 1 |  | 11.342 | 2.097 | 0.15 | 3.5676
| On grid P /12 to 16 | 1 |  | 8.945 | 2.097 | 0.15 | 2.8136
| On grid 3 /G to C | 1 |  | 11.34 | 2.095 | 0.15 | 3.5636
| On grid C/7 to 10 | 1 |  | 8.78 | 3.32 | 0.15 | 4.3724
| On grid C/3 to 7 | 1 |  | 7.645 | 2.1 | 0.15 | 2.4082
| F1 /C41 | 1 |  | 3.6 | 3.6 | 0.15 | 1.944
| F2/C51 | 1 |  | 4.2 | 4.2 | 0.15 | 2.646
| ded of courtyard | -1 |  | 12.62 | 12.615 | 0.15 | -23.8802
| deduction | -1 |  | 11.095 | 1.5 | 0.15 | -2.4964
PCC for plinth beam
| PB1/PB25 | 2 |  | 4.32 | 0.38 | 0.15 | 0.49248
| PB2/PB23 | 2 |  | 5.975 | 0.38 | 0.15 | 0.68115
| PB3 | 1 |  | 15.32 | 0.38 | 0.15 | 0.87324
| PB4/PB20 | 2 |  | 9.14 | 0.38 | 0.15 | 1.042
| PB5 | 1 |  | 6.321 | 0.38 | 0.15 | 0.3603
| PB6 | 4 |  | 1.765 | 0.38 | 0.15 | 0.40242
| PB7 | 2 |  | 1.765 | 0.38 | 0.15 | 0.20121
| PB8 | 1 |  | 6.621 | 0.38 | 0.15 | 0.3774
| PB9 | 1 |  | 25.061 | 0.38 | 0.15 | 1.4285
| PB10 | 1 |  | 30.01 | 0.38 | 0.15 | 1.7106
| PB11 | 4 |  | 5.344 | 0.38 | 0.15 | 1.2184
| PB12 | 4 |  | 4.745 | 0.38 | 0.15 | 1.0819
| PB13 | 1 |  | 4.36 | 0.38 | 0.15 | 0.24852
| PB14 | 1 |  | 7.675 | 0.38 | 0.15 | 0.43748
| PB15 | 1 |  | 30.01 | 0.38 | 0.15 | 1.7106
| PB16 | 1 |  | 31.01 | 0.38 | 0.15 | 1.7676
| PB17 | 1 |  | 4.674 | 0.38 | 0.15 | 0.26642
| PB18 | 1 |  | 1.917 | 0.38 | 0.15 | 0.10927
| PB21 | 1 |  | 6.075 | 0.38 | 0.15 | 0.34627
| PB22 | 1 |  | 14.72 | 0.38 | 0.15 | 0.83904
| PB24 | 1 |  | 7.044 | 0.38 | 0.15 | 0.40151
| PB26 | 1 |  | 4.322 | 0.38 | 0.15 | 0.24635
| PB27/PB51 | 1 |  | 5.816 | 0.38 | 0.15 | 0.33151
| PB29 | 1 |  | 14.72 | 0.38 | 0.15 | 0.83904
| PB30 | 1 |  | 7.412 | 0.38 | 0.15 | 0.42248
| PB31 | 1 |  | 1.697 | 0.38 | 0.15 | 0.096729
| PB32/PB48 | 2 |  | 2.22 | 0.38 | 0.15 | 0.25308
| PB33 | 4 |  | 1.765 | 0.38 | 0.15 | 0.40242
| PB34 | 1 |  | 2.95 | 0.38 | 0.15 | 0.16815
| PB35 | 2 |  | 1.765 | 0.38 | 0.15 | 0.20121
| PB37 | 1 |  | 30.368 | 0.38 | 0.15 | 1.731
| PB39 | 1 |  | 4.744 | 0.38 | 0.15 | 0.27041
| PB40 | 2 |  | 14.415 | 0.38 | 0.15 | 1.6433
| PB41 | 2 |  | 4.745 | 0.38 | 0.15 | 0.54093
| PB42 | 1 |  | 5.345 | 0.38 | 0.15 | 0.30466
| PB43 | 2 |  | 5.345 | 0.38 | 0.15 | 0.60933
| PB44 | 3 |  | 4.745 | 0.38 | 0.15 | 0.81139
| PB45 | 1 |  | 4.745 | 0.38 | 0.15 | 0.27047
| PB46 | 1 |  | 24.953 | 0.38 | 0.15 | 1.4223
| PB47 | 1 |  | 4.323 | 0.38 | 0.15 | 0.24641
| PB48 | 1 |  | 2.22 | 0.38 | 0.15 | 0.12654
| PB49 | 1 |  | 6.021 | 0.38 | 0.15 | 0.3432
| PB50 | 1 |  | 17.317 | 0.38 | 0.15 | 0.98707
| PB52 | 1 |  | 4.32 | 0.38 | 0.15 | 0.24624
| PB53 | 1 |  | 5.977 | 0.38 | 0.15 | 0.34069
| PB54 | 1 |  | 5.977 | 0.38 | 0.15 | 0.34069
| Underground water tank pcc | 1 |  | 3.36 | 6.26 | 0.15 | 3.155
| Courtyard area | 1 |  | 15.46 | 15.46 | 0.15 | 35.8517
| Deduction(Box) | -8 |  | 1.15 | 0.1 | 0.15 | -0.138
| Deduction | -1 |  | 1.2 | 1.2 | 0.15 | -0.216
| Rooms | 6 |  | 3 | 5.49 | 0.15 | 14.823
| Rooms | 4 |  | 2.89 | 5.49 | 0.15 | 9.5197
| Warden room | 1 |  | 3.485 | 5.49 | 0.15 | 2.8699
| Warden room/Handicap toilet | 2 |  | 2.285 | 2.64 | 0.15 | 1.8097
| Corridor | 4 |  | 15.92 | 1.7 | 0.15 | 16.2384
| Locker luggage room | 1 |  | 9.23 | 5.49 | 0.15 | 7.6009
| Toilet(Common area) | 2 |  | 5.815 | 4.765 | 0.15 | 8.3125
| Toilet(Common area) | 2 |  | 0.83 | 4.765 | 0.15 | 1.1865
| Toilet chajja area | 2 |  | 0.825 | 0.825 | 0.15 | 0.20419
| Bathroom | 12 |  | 1.1 | 1.54 | 0.15 | 3.0492
| Shaft room | 4 |  | 1 | 1.54 | 0.15 | 0.924
| Near corriodor area | 3 |  | 4.76 | 1.7 | 0.15 | 3.6414
| C21,C22,C13,C12/C17,C18,C25,C26/C48,C47,C55,C56 | 4 |  | 1.7 | 1.7 | 0.15 | 1.734
| Panel room pcc | 1 |  | 4.39 | 4.39 | 0.15 | 2.8908
| Space for drying clothes | 1 |  | 4.77 | 2.07 | 0.15 | 1.4811
| space for floor wise cooling plant | 1 |  | 4.76 | 2.07 | 0.15 | 1.478
| near corridor area(staircase side) | 1 |  | 5.485 | 1.7 | 0.15 | 1.3987
| near corridor area(staircase side) | 1 |  | 3.015 | 2.07 | 0.15 | 0.93616
| near corridor area(staircase side) | 1 |  | 4.5 | 2.07 | 0.15 | 1.3972
| staircase area | 1 |  | 4.65 | 4.5 | 0.15 | 3.1387
| Infront of lift area | 1 |  | 1.89 | 2.36 | 0.15 | 0.66906
| staircase area near fire lift | 1 |  | 5.485 | 1.7 | 0.15 | 1.3987
| staircase area near fire lift | 1 |  | 5.115 | 4.82 | 0.15 | 3.6981
| Lift pit pcc | 1 |  | 2.36 | 3 | 1.3 | 9.204
| Panel room trench pcc | 1 |  | 4.25 | 0.98 | 0.15 | 0.62475
Plinth protection pcc
| On grid 5/G to K | 1 |  | 12.6 | 0.15 | 0.4 | 0.756
| PCC | 1 |  | 3.25 | 0.15 | 0.4 | 0.195
| PCC | 1 |  | 3.55 | 0.15 | 0.4 | 0.213
| PCC | 1 |  | 6.85 | 0.15 | 0.4 | 0.411
| PCC | 1 |  | 1.5 | 0.15 | 0.4 | 0.09
| PCC | 1 |  | 1.43 | 0.15 | 0.4 | 0.0858
| PCC | 1 |  | 0.94 | 0.15 | 0.4 | 0.0564
| PCC | 1 |  | 1.67 | 0.15 | 0.4 | 0.1002
| PCC | 1 |  | 4.75 | 0.15 | 0.4 | 0.285
| PCC | 1 |  | 6.05 | 0.15 | 0.4 | 0.363
| PCC | 1 |  | 8.73 | 0.15 | 0.4 | 0.5238
| PCC | 1 |  | 6.05 | 0.15 | 0.4 | 0.363
| PCC | 1 |  | 5.3 | 0.15 | 0.4 | 0.318
| PCC | 1 |  | 1.53 | 0.15 | 0.4 | 0.0918
| PCC | 1 |  | 1.53 | 0.15 | 0.4 | 0.0918
| PCC | 1 |  | 10.7 | 0.15 | 0.4 | 0.642
| PCC | 1 |  | 24.5 | 0.15 | 0.4 | 1.47
| PCC | 1 |  | 1.33 | 0.15 | 0.4 | 0.0798
| PCC | 1 |  | 6.54 | 0.15 | 0.4 | 0.3924
| PCC | 1 |  | 6.7 | 0.15 | 0.4 | 0.402
| PCC | 1 |  | 0.7 | 0.15 | 0.4 | 0.042
| PCC | 1 |  | 2.8 | 0.15 | 0.4 | 0.168
| PCC | 1 |  | 11.17 | 0.15 | 0.4 | 0.6702
| PCC | 1 |  | 3 | 0.15 | 0.4 | 0.18
| PCC | 1 |  | 2.69 | 0.15 | 0.4 | 0.1614
| PCC | 1 |  | 6.53 | 0.15 | 0.4 | 0.3918
| PCC | 1 |  | 1.6 | 0.15 | 0.4 | 0.096
| PCC | 1 |  | 1.23 | 0.15 | 0.4 | 0.0738
| PCC | 1 |  | 1.05 | 0.15 | 0.4 | 0.063
| PCC | 1 |  | 1.75 | 0.15 | 0.4 | 0.105
| PCC | 1 |  | 6.45 | 0.15 | 0.4 | 0.387
| PCC | 1 |  | 3.2 | 0.15 | 0.4 | 0.192
| PCC | 1 |  | 24.57 | 0.15 | 0.4 | 1.4742
[6 empty] | Total | 352.5358 | Cum
02.03 | Providing, laying & testing cast - in - place structural controlled cement concrete grade M25 using 20mm down coarse aggregates but excluding cost of centering & cement (Cement to be providing by LNMIIT), shuttering and steel reinforcement but including cost of making shear keys and provision of construction / contraction / control joints in various locations, laid, consolidated and cured. Item to include all structural items like base raft, ramp, column, wall, footings, equipment foundations, fins, mullions, beams, lintels, pergola, chajja, facia, parapet, railing, slab trenches, drains and sumps etc. The rates of concrete to include the cost of admixtures / plasticizers where required . This item to also include the concrete requiring waterproofing like water tanks, retaining walls, base raft, etc.
02.03.01 | Footings / Lift pit / grade slab / wall foundation etc.
| Grid N to D/5 to 15 | 1 |  | 34.205 | 34.205 | 0.5 | 584.991
| ded of courtyard | 1 |  | 12.915 | 12.92 | 0.5 | 83.4309
| Grid G to B/3 to 4 | 1 |  | 11.041 | 2.095 | 0.5 | 11.5654
| Grid B to C /4 to 7 | 1 |  | 2.099 | 7.638 | 0.5 | 8.0161
| Grid 7 to 10/B to C | 1 |  | 3.32 | 8.48 | 0.5 | 14.0768
| On grid P/12 to 18 | 1 |  | 8.945 | 2.093 | 0.5 | 9.3609
| On grid 16 /P to K | 1 |  | 11.042 | 2.097 | 0.5 | 11.5775
| F1/C41 | 1 |  | 3.3 | 3.3 | 0.6 | 6.534
| F2/C51 | 1 |  | 3.9 | 3.9 | 0.5 | 7.605
| F2 Pedestal | 1 |  | 2.4 | 2.4 | 0.2 | 1.152
| Lift pit | 1 |  | 4.31 | 4.96 | 0.25 | 5.3444
| Deduction | -1 |  | 11.095 | 1.5 | 0.5 | -8.3213
Pedestals
| C66+C67/C53+C54/C15+C16/C4+C5/C29+C35/C28+C34/C32+C38/C33+C39 | 8 |  | 5.1 | 2.1 | 0.25 | 21.42
| C42/C43 | 2 |  | 2.1 | 1.8 | 0.25 | 1.89
| C11+C20+C12 | 1 |  | 2.95 | 4.098 | 0.25 | 3.0223
| C11+C20+C12 | 1 |  | 1.672 | 2.1 | 0.25 | 0.8778
| C2+C3+C8 | 1 |  | 2.1 | 4.618 | 0.25 | 2.4245
| C2+C3+C8 | 1 |  | 2 | 2.948 | 0.25 | 1.474
| C13+C14+C21/C17+C18+C26/C48+C55+C56 | 3 |  | 2 | 2.1 | 0.25 | 3.15
| C13+C14+C21/C17+C18+C26/C48+C55+C56 | 3 |  | 4.098 | 2.1 | 0.25 | 6.4544
| C6+C9 | 1 |  | 4.1 | 2.52 | 0.25 | 2.583
| C19+C27 | 1 |  | 4.098 | 2.524 | 0.25 | 2.5858
| C52 | 1 |  | 2.1 | 1.8 | 0.25 | 0.945
| C59/C60 | 2 |  | 2.1 | 1.73 | 0.25 | 1.8165
| C49+C57+C58 | 1 |  | 4.098 | 2.947 | 0.25 | 3.0192
| C49+C57+C58 | 1 |  | 1.67 | 2.1 | 0.25 | 0.87675
| C61+C68+C69 | 1 |  | 2 | 2.953 | 0.25 | 1.4765
| C61+C68+C69 | 1 |  | 2.1 | 4.622 | 0.25 | 2.4266
| C64 | 1 |  | 2.47 | 2.25 | 0.25 | 1.3894
| C65 | 1 |  | 2.1 | 1.8 | 0.25 | 0.945
Water tank retaining wall
| On grid 9/N to L/On grid K 10 to 11/On grid 5/F to D/On grid G /2 to 4 | 4 |  | 5.945 | 0.23 | 3.5 | 19.1429
| On grid F /3 to 5/On grid 4/G to E/On grid 10/M to K/On grid L /9 to 11 | 4 |  | 7.22 | 0.23 | 3.5 | 23.2484
| On grid 11/L to K/On grid M /9 to 10/On grid E/4 to 5/On grid 3/G To f | 4 |  | 2 | 0.23 | 3.5 | 6.44
| Grid 4 TO 5/Grid 9 to 10 | 2 |  | 1.77 | 0.23 | 3.5 | 2.8497
| RCC For lift wall | 1 |  | 10.19 | 0.23 | 2.455 | 5.7538
| Footings / Lift pit / grade slab / wall foundation etc. | 1 |  | 3.06 | 5.96 | 0.45 | 8.2069
| Deduction | -1 |  | 3.06 | 2.96 | 0.3 | -2.7173
| Wall concrete | 2 |  | 5.96 | 0.23 | 3.65 | 10.0068
| Wall concrete | 2 |  | 2.6 | 0.23 | 3.65 | 4.3654
[6 empty] | Total | 871.4061 | Cum
02.03.02 | Columns of any shape including circular
Column up to plinth beam
| C1/C7/C62/C70 | 4 |  | 0.3 | 0.6 | 2.905 | 2.0916
| C58 | 1 |  | 0.3 | 0.6 | 2.655 | 0.4779
| C2/C9/C11/C18/C19/C69 | 6 |  | 0.3 | 0.6 | 2.655 | 2.8674
| C10 | 1 |  | 0.3 | 0.6 | 2.905 | 0.5229
| C3/C6 | 2 |  | 0.3 | 0.6 | 2.655 | 0.9558
| C4/C5/C8/C12/C13/C14/C15/C16/C17/C28/C29/C32/C33/C34/C35/C38/C39/C42/C43/C49/C53/C54/C55/C61/C66/C67/C68 | 27 |  | 0.3 | 0.6 | 2.655 | 12.9033
| C20/C27 | 2 |  | 0.3 | 0.6 | 2.655 | 0.9558
| C21/C26/C48 | 3 |  | 0.3 | 0.6 | 2.655 | 1.4337
| C22/C25/C44/C47 | 4 |  | 0.3 | 0.45 | 2.905 | 1.5687
| C22/C25/C44/C47 | 4 |  | 0.15 | 0.3 | 2.905 | 0.5229
| C23/C24/C30/C31/C36/C37/C45/C46 | 8 |  | 0.3 | 0.45 | 2.905 | 3.1374
| C40 | 1 |  | 0.3 | 0.6 | 2.905 | 0.5229
| C41 | 1 |  | 0.3 | 0.6 | 2.905 | 0.5229
| C50 | 1 |  | 0.3 | 0.6 | 2.905 | 0.5229
| C51/C52/C56/C57 | 4 |  | 0.3 | 0.6 | 2.655 | 1.9116
| C59/C60 | 2 |  | 0.23 | 0.6 | 2.905 | 0.80178
| C63 | 1 |  | 0.3 | 0.6 | 2.905 | 0.5229
| C64 | 1 |  | 0.23 | 0.6 | 2.655 | 0.36639
| C65 | 1 |  | 0.3 | 0.6 | 2.905 | 0.5229
Ground floor roof
| C1/C7/C62/C70 | 4 |  | 0.3 | 0.6 | 3.3 | 2.376
| C58 | 1 |  | 0.3 | 0.6 | 3.3 | 0.594
| C2/C9/C11/C18/C19/C69 | 6 |  | 0.3 | 0.6 | 3.3 | 3.564
| C10 | 1 |  | 0.3 | 0.6 | 3.3 | 0.594
| C3/C6 | 2 |  | 0.3 | 0.6 | 3.3 | 1.188
| C4/C5/C8/C12/C13/C14/C15/C16/C17/C28/C29/C32/C33/C34/C35/C38/C39/C42/C43/C49/C53/C54/C55/C61/C66/C67/C68 | 27 |  | 0.3 | 0.6 | 3.3 | 16.038
| C20/C27 | 2 |  | 0.3 | 0.6 | 3.3 | 1.188
| C21/C26/C48 | 3 |  | 0.3 | 0.6 | 3.3 | 1.782
| C22/C25/C44/C47 | 4 |  | 0.3 | 0.45 | 3.3 | 1.782
| C22/C25/C44/C47 | 4 |  | 0.15 | 0.3 | 3.3 | 0.594
| C23/C24/C30/C31/C36/C37/C45/C46 | 8 |  | 0.3 | 0.45 | 3.3 | 3.564
| C40 | 1 |  | 0.3 | 0.6 | 3.3 | 0.594
| C41 | 1 |  | 0.3 | 0.6 | 3.3 | 0.594
| C50 | 1 |  | 0.3 | 0.6 | 3.3 | 0.594
| C51/C52/C56/C57 | 4 |  | 0.3 | 0.6 | 3.3 | 2.376
| C59/C60 | 2 |  | 0.23 | 0.6 | 3.3 | 0.9108
| C63 | 1 |  | 0.3 | 0.6 | 3.3 | 0.594
| C64 | 1 |  | 0.23 | 0.6 | 3.3 | 0.4554
| C65 | 1 |  | 0.3 | 0.6 | 3.3 | 0.594
First floor roof
| C1/C7/C62/C70 | 4 |  | 0.3 | 0.6 | 3.3 | 2.376
| C58 | 1 |  | 0.3 | 0.6 | 3.3 | 0.594
| C2/C9/C11/C18/C19/C69 | 6 |  | 0.3 | 0.6 | 3.3 | 3.564
| C10 | 1 |  | 0.3 | 0.6 | 3.3 | 0.594
| C3/C6 | 2 |  | 0.3 | 0.6 | 3.3 | 1.188
| C4/C5/C8/C12/C13/C14/C15/C16/C17/C28/C29/C32/C33/C34/C35/C38/C39/C42/C43/C49/C53/C54/C55/C61/C66/C67/C68 | 27 |  | 0.3 | 0.6 | 3.3 | 16.038
| C20/C27 | 2 |  | 0.3 | 0.6 | 3.3 | 1.188
| C21/C26/C48 | 3 |  | 0.3 | 0.6 | 3.3 | 1.782
| C22/C25/C44/C47 | 4 |  | 0.3 | 0.45 | 3.3 | 1.782
| C22/C25/C44/C47 | 4 |  | 0.15 | 0.3 | 3.3 | 0.594
| C23/C24/C30/C31/C36/C37/C45/C46 | 8 |  | 0.3 | 0.45 | 3.3 | 3.564
| C40 | 1 |  | 0.3 | 0.6 | 3.3 | 0.594
| C41 | 1 |  | 0.3 | 0.6 | 3.3 | 0.594
| C50 | 1 |  | 0.3 | 0.6 | 3.3 | 0.594
| C51/C52/C56/C57 | 4 |  | 0.3 | 0.6 | 3.3 | 2.376
| C59/C60 | 2 |  | 0.23 | 0.6 | 3.3 | 0.9108
| C63 | 1 |  | 0.3 | 0.6 | 3.3 | 0.594
| C64 | 1 |  | 0.23 | 0.6 | 3.3 | 0.4554
| C65 | 1 |  | 0.3 | 0.6 | 3.3 | 0.594
Second floor roof
| C1/C7/C62/C70 | 4 |  | 0.3 | 0.6 | 3.3 | 2.376
| C58 | 1 |  | 0.3 | 0.6 | 3.3 | 0.594
| C2/C9/C11/C18/C19/C69 | 6 |  | 0.3 | 0.6 | 3.3 | 3.564
| C10 | 1 |  | 0.3 | 0.6 | 3.3 | 0.594
| C3/C6 | 2 |  | 0.3 | 0.6 | 3.3 | 1.188
| C4/C5/C8/C12/C13/C14/C15/C16/C17/C28/C29/C32/C33/C34/C35/C38/C39/C42/C43/C49/C53/C54/C55/C61/C66/C67/C68 | 27 |  | 0.3 | 0.6 | 3.3 | 16.038
| C20/C27 | 2 |  | 0.3 | 0.6 | 3.3 | 1.188
| C21/C26/C48 | 3 |  | 0.3 | 0.6 | 3.3 | 1.782
| C22/C25/C44/C47 | 4 |  | 0.3 | 0.45 | 3.3 | 1.782
| C22/C25/C44/C47 | 4 |  | 0.15 | 0.3 | 3.3 | 0.594
| C23/C24/C30/C31/C36/C37/C45/C46 | 8 |  | 0.3 | 0.45 | 3.3 | 3.564
| C40 | 1 |  | 0.3 | 0.6 | 3.3 | 0.594
| C41 | 1 |  | 0.3 | 0.6 | 3.3 | 0.594
| C50 | 1 |  | 0.3 | 0.6 | 3.3 | 0.594
| C51/C52/C56/C57 | 4 |  | 0.3 | 0.6 | 3.3 | 2.376
| C59/C60 | 2 |  | 0.23 | 0.6 | 3.3 | 0.9108
| C63 | 1 |  | 0.3 | 0.6 | 3.3 | 0.594
| C64 | 1 |  | 0.23 | 0.6 | 3.3 | 0.4554
| C65 | 1 |  | 0.3 | 0.6 | 3.3 | 0.594
| CB2/CB3/CB6/CB9/CB11/CB12/CB5/CB8 | 8 |  | 0.3 | 0.45 | 3.3 | 3.564
Third floor roof
| C1/C7/C62/C70 | 4 |  | 0.3 | 0.6 | 3.3 | 2.376
| C58 | 1 |  | 0.3 | 0.6 | 3.3 | 0.594
| C2/C9/C11/C18/C19/C69 | 6 |  | 0.3 | 0.6 | 3.3 | 3.564
| C10 | 1 |  | 0.3 | 0.6 | 3.3 | 0.594
| C3/C6 | 2 |  | 0.3 | 0.6 | 3.3 | 1.188
| C4/C5/C8/C12/C13/C14/C15/C16/C17/C28/C29/C32/C33/C34/C35/C38/C39/C42/C43/C49/C53/C54/C55/C61/C66/C67/C68 | 27 |  | 0.3 | 0.6 | 3.3 | 16.038
| C20/C27 | 2 |  | 0.3 | 0.6 | 3.3 | 1.188
| C21/C26/C48 | 3 |  | 0.3 | 0.6 | 3.3 | 1.782
| C22/C25/C44/C47 | 4 |  | 0.3 | 0.45 | 3.3 | 1.782
| C22/C25/C44/C47 | 4 |  | 0.15 | 0.3 | 3.3 | 0.594
| C23/C24/C30/C31/C36/C37/C45/C46 | 8 |  | 0.3 | 0.45 | 3.3 | 3.564
| C40 | 1 |  | 0.3 | 0.6 | 3.3 | 0.594
| C41 | 1 |  | 0.3 | 0.6 | 3.3 | 0.594
| C50 | 1 |  | 0.3 | 0.6 | 3.3 | 0.594
| C51/C52/C56/C57 | 4 |  | 0.3 | 0.6 | 3.3 | 2.376
| C59/C60 | 2 |  | 0.23 | 0.6 | 3.3 | 0.9108
| C63 | 1 |  | 0.3 | 0.6 | 3.3 | 0.594
| C64 | 1 |  | 0.23 | 0.6 | 3.3 | 0.4554
| C65 | 1 |  | 0.3 | 0.6 | 3.3 | 0.594
| CB2/CB3/CB6/CB9/CB11/CB12/CB5/CB8 | 8 |  | 0.3 | 0.45 | 3.3 | 3.564
Fourth floor roof
| C1/C7/C62/C70 | 4 |  | 0.3 | 0.6 | 3.3 | 2.376
| C58 | 1 |  | 0.3 | 0.6 | 3.3 | 0.594
| C2/C9/C11/C18/C19/C69 | 6 |  | 0.3 | 0.6 | 3.3 | 3.564
| C10 | 1 |  | 0.3 | 0.6 | 3.3 | 0.594
| C3/C6 | 2 |  | 0.3 | 0.6 | 3.3 | 1.188
| C4/C5/C8/C12/C13/C14/C15/C16/C17/C28/C29/C32/C33/C34/C35/C38/C39/C42/C43/C49/C53/C54/C55/C61/C66/C67/C68 | 27 |  | 0.3 | 0.6 | 3.3 | 16.038
| C20/C27 | 2 |  | 0.3 | 0.6 | 3.3 | 1.188
| C21/C26/C48 | 3 |  | 0.3 | 0.6 | 3.3 | 1.782
| C22/C25/C44/C47 | 4 |  | 0.3 | 0.45 | 3.3 | 1.782
| C22/C25/C44/C47 | 4 |  | 0.15 | 0.3 | 3.3 | 0.594
| C23/C24/C30/C31/C36/C37/C45/C46 | 8 |  | 0.3 | 0.45 | 3.3 | 3.564
| C40 | 1 |  | 0.3 | 0.6 | 3.3 | 0.594
| C41 | 1 |  | 0.3 | 0.6 | 3.3 | 0.594
| C50 | 1 |  | 0.3 | 0.6 | 3.3 | 0.594
| C51/C52/C56/C57 | 4 |  | 0.3 | 0.6 | 3.3 | 2.376
| C59/C60 | 2 |  | 0.23 | 0.6 | 3.3 | 0.9108
| C63 | 1 |  | 0.3 | 0.6 | 3.3 | 0.594
| C64 | 1 |  | 0.23 | 0.6 | 3.3 | 0.4554
| C65 | 1 |  | 0.3 | 0.6 | 3.3 | 0.594
| CB2/CB3/CB6/CB9/CB11/CB12/CB5/CB8 | 8 |  | 0.3 | 0.45 | 3.3 | 3.564
Fifth floor roof
| C1/C7/C62/C70 | 4 |  | 0.3 | 0.6 | 3.3 | 2.376
| C58 | 1 |  | 0.3 | 0.6 | 3.3 | 0.594
| C2/C9/C11/C18/C19/C69 | 6 |  | 0.3 | 0.6 | 3.3 | 3.564
| C10 | 1 |  | 0.3 | 0.6 | 3.3 | 0.594
| C3/C6 | 2 |  | 0.3 | 0.6 | 3.3 | 1.188
| C4/C5/C8/C12/C13/C14/C15/C16/C17/C28/C29/C32/C33/C34/C35/C38/C39/C42/C43/C49/C53/C54/C55/C61/C66/C67/C68 | 27 |  | 0.3 | 0.6 | 3.3 | 16.038
| C20/C27 | 2 |  | 0.3 | 0.6 | 3.3 | 1.188
| C21/C26/C48 | 3 |  | 0.3 | 0.6 | 3.3 | 1.782
| C22/C25/C44/C47 | 4 |  | 0.3 | 0.45 | 3.3 | 1.782
| C22/C25/C44/C47 | 4 |  | 0.15 | 0.3 | 3.3 | 0.594
| C23/C24/C30/C31/C36/C37/C45/C46 | 8 |  | 0.3 | 0.45 | 3.3 | 3.564
| C40 | 1 |  | 0.3 | 0.6 | 3.3 | 0.594
| C41 | 1 |  | 0.3 | 0.6 | 3.3 | 0.594
| C50 | 1 |  | 0.3 | 0.6 | 3.3 | 0.594
| C51/C52/C56/C57 | 4 |  | 0.3 | 0.6 | 3.3 | 2.376
| C59/C60 | 2 |  | 0.23 | 0.6 | 3.3 | 0.9108
| C63 | 1 |  | 0.3 | 0.6 | 3.3 | 0.594
| C64 | 1 |  | 0.23 | 0.6 | 3.3 | 0.4554
| C65 | 1 |  | 0.3 | 0.6 | 3.3 | 0.594
| CB2/CB3/CB6/CB9/CB11/CB12/CB5/CB8 | 8 |  | 0.3 | 0.45 | 3.3 | 3.564
Sixth floor roof
| C1/C7/C62/C70 | 4 |  | 0.3 | 0.6 | 3.3 | 2.376
| C58 | 1 |  | 0.3 | 0.6 | 3.3 | 0.594
| C2/C9/C11/C18/C19/C69 | 6 |  | 0.3 | 0.6 | 3.3 | 3.564
| C10 | 1 |  | 0.3 | 0.6 | 3.3 | 0.594
| C3/C6 | 2 |  | 0.3 | 0.6 | 3.3 | 1.188
| C4/C5/C8/C12/C13/C14/C15/C16/C17/C28/C29/C32/C33/C34/C35/C38/C39/C42/C43/C49/C53/C54/C55/C61/C66/C67/C68 | 27 |  | 0.3 | 0.6 | 3.3 | 16.038
| C20/C27 | 2 |  | 0.3 | 0.6 | 3.3 | 1.188
| C21/C26/C48 | 3 |  | 0.3 | 0.6 | 3.3 | 1.782
| C22/C25/C44/C47 | 4 |  | 0.3 | 0.45 | 3.3 | 1.782
| C22/C25/C44/C47 | 4 |  | 0.15 | 0.3 | 3.3 | 0.594
| C23/C24/C30/C31/C36/C37/C45/C46 | 8 |  | 0.3 | 0.45 | 3.3 | 3.564
| C40 | 1 |  | 0.3 | 0.6 | 3.3 | 0.594
| C41 | 1 |  | 0.3 | 0.6 | 3.3 | 0.594
| C50 | 1 |  | 0.3 | 0.6 | 3.3 | 0.594
| C51/C52/C56/C57 | 4 |  | 0.3 | 0.6 | 3.3 | 2.376
| C59/C60 | 2 |  | 0.23 | 0.6 | 3.3 | 0.9108
| C63 | 1 |  | 0.3 | 0.6 | 3.3 | 0.594
| C64 | 1 |  | 0.23 | 0.6 | 3.3 | 0.4554
| C65 | 1 |  | 0.3 | 0.6 | 3.3 | 0.594
| CB2/CB3/CB6/CB9/CB11/CB12/CB5/CB8 | 8 |  | 0.3 | 0.45 | 3.3 | 3.564
O.H.W Water tank. Column
| C3/C8/C14/C13/C12/C20/C21 | 7 |  | 0.3 | 0.6 | 2.25 | 2.835
| C61/C68/C55/C56/C48/C57/C49 | 7 |  | 0.3 | 0.6 | 2.25 | 2.835
| Machine room column | [5 empty] | 0
| C63/C42/C43/C65 | 4 |  | 0.3 | 0.6 | 3.35 | 2.412
| C59/C60/C64 | 3 |  | 0.23 | 0.6 | 3.35 | 1.3869
| C44 | 1 |  | 0.15 | 0.3 | 3.35 | 0.15075
| C44 | 1 |  | 0.3 | 0.45 | 3.35 | 0.45225
Fire escape staircase parapet column
| C40/C41/C50/C51 | 4 |  | 0.3 | 0.6 | 2.5 | 1.8
Terrace floor column
| C47/C22/C25 | 3 |  | 0.15 | 0.3 | 1.1 | 0.1485
| C47/C22/C25 | 3 |  | 0.15 | 0.3 | 1.1 | 0.1485
| C23/C24/C31/C37/C45/C46/C30/C36 | 8 |  | 0.3 | 0.45 | 1.1 | 1.188
| CB2/CB3/CB6/CB/CB8/CB9/CB11/CB3 | 8 |  | 0.3 | 0.45 | 1.1 | 1.188
| C34/C28/C20/C11/C7/C1/C2/C4/C5/C6/C9/C10/C19/C27/C33/C39//C58/C62/C69/C70/C66/C67 | 22 |  | 0.3 | 0.6 | 1.1 | 4.356
[6 empty] | Total | 349.686 | Cum
02.03.03 | Plinth beam, beams/lintel
R.A. 1
| PB1/PB25 | 2 |  | 4.32 | 0.23 | 0.45 | 0.89424
| PB2/PB23 | 2 |  | 5.975 | 0.23 | 0.45 | 1.2368
| PB3 | 1 |  | 15.32 | 0.23 | 0.45 | 1.5856
| PB4/PB20 | 2 |  | 9.14 | 0.23 | 0.45 | 1.892
| PB5 | 1 |  | 6.321 | 0.23 | 0.45 | 0.65422
| PB6 | 4 |  | 1.765 | 0.15 | 0.45 | 0.47655
| PB7 | 2 |  | 1.765 | 0.23 | 0.45 | 0.36535
| PB8 | 1 |  | 6.621 | 0.23 | 0.45 | 0.68527
| PB9 | 1 |  | 25.061 | 0.23 | 0.45 | 2.5938
| PB10 | 1 |  | 30.01 | 0.23 | 0.45 | 3.106
| PB11 | 4 |  | 5.344 | 0.23 | 0.45 | 2.2124
| PB12 | 4 |  | 4.745 | 0.23 | 0.45 | 1.9644
| PB13 | 1 |  | 4.36 | 0.23 | 0.45 | 0.45126
| PB14 | 1 |  | 7.675 | 0.23 | 0.45 | 0.79436
| PB15 | 1 |  | 30.01 | 0.23 | 0.45 | 3.106
| PB16 | 1 |  | 31.01 | 0.23 | 0.45 | 3.2095
| PB17 | 1 |  | 4.674 | 0.23 | 0.45 | 0.48376
| PB18 | 1 |  | 1.917 | 0.23 | 0.45 | 0.19841
| PB21 | 1 |  | 6.075 | 0.23 | 0.45 | 0.62876
| PB22 | 1 |  | 14.72 | 0.23 | 0.45 | 1.5235
| PB24 | 1 |  | 7.044 | 0.23 | 0.45 | 0.72905
| PB26 | 1 |  | 4.322 | 0.23 | 0.45 | 0.44733
| PB27/PB51 | 1 |  | 5.816 | 0.23 | 0.45 | 0.60196
| PB29 | 1 |  | 14.72 | 0.23 | 0.45 | 1.5235
| PB30 | 1 |  | 7.412 | 0.23 | 0.45 | 0.76714
| PB31 | 1 |  | 1.697 | 0.23 | 0.45 | 0.17564
| PB32/PB48 | 2 |  | 2.22 | 0.23 | 0.45 | 0.45954
| PB33 | 4 |  | 1.765 | 0.15 | 0.45 | 0.47655
| PB34 | 1 |  | 2.95 | 0.23 | 0.45 | 0.30533
| PB35 | 2 |  | 1.765 | 0.23 | 0.45 | 0.36535
| PB37 | 1 |  | 30.368 | 0.23 | 0.45 | 3.1431
| PB39 | 1 |  | 4.744 | 0.3 | 0.45 | 0.64044
| PB40 | 2 |  | 14.415 | 0.23 | 0.45 | 2.9839
| PB41 | 2 |  | 4.745 | 0.23 | 0.45 | 0.98222
| PB42 | 1 |  | 5.345 | 0.23 | 0.45 | 0.55321
| PB43 | 2 |  | 5.345 | 0.23 | 0.45 | 1.1064
| PB44 | 3 |  | 4.745 | 0.23 | 0.45 | 1.4733
| PB45 | 1 |  | 4.745 | 0.23 | 0.45 | 0.49111
| PB46 | 1 |  | 24.953 | 0.23 | 0.45 | 2.5826
| PB47 | 1 |  | 4.323 | 0.23 | 0.45 | 0.44743
| PB48 | 1 |  | 2.22 | 0.23 | 0.45 | 0.22977
| PB49 | 1 |  | 6.021 | 0.23 | 0.45 | 0.62317
| PB50 | 1 |  | 17.317 | 0.23 | 0.45 | 1.7923
| PB52 | 1 |  | 4.32 | 0.23 | 0.45 | 0.44712
| PB53 | 1 |  | 5.977 | 0.23 | 0.45 | 0.61862
| PB54 | 1 |  | 5.977 | 0.23 | 0.45 | 0.61862
| Shaft beam | 8 |  | 1.035 | 0.115 | 0.45 | 0.42849
| Shaft beam | 8 |  | 1.585 | 0.115 | 0.45 | 0.65619
| Shaft beam | 8 |  | 0.66 | 0.115 | 0.45 | 0.27324
| Shaft beam | 8 |  | 1.5 | 0.115 | 0.45 | 0.621
| Chajja | 12 |  | 1.9 | 0.15 | 0.3 | 1.026
Ground floor roof
| B1/B20 | 2 |  | 4.32 | 0.3 | 0.45 | 1.1664
| B2 | 1 |  | 15.32 | 0.3 | 0.45 | 2.0682
| B3 | 1 |  | 5.72 | 0.3 | 0.45 | 0.7722
| B4/B17 | 2 |  | 8.84 | 0.3 | 0.45 | 2.3868
| B5 | 1 |  | 4.622 | 0.3 | 0.45 | 0.62397
| B6 | 1 |  | 24.96 | 0.3 | 0.45 | 3.3696
| B7 | 1 |  | 9.49 | 0.3 | 0.45 | 1.2812
| B7 | 1 |  | 3.4 | 0.3 | 0.15 | 0.153
| B7 | 1 |  | 14.42 | 0.23 | 0.9 | 2.9849
| B8 | 4 |  | 5.345 | 0.23 | 0.45 | 2.2128
| B9/B10 | 4 |  | 4.745 | 0.3 | 0.45 | 2.5623
| B9/B10 | 4 |  | 1.7 | 0.3 | 0.15 | 0.306
| B11 | 1 |  | 4.36 | 0.23 | 0.45 | 0.45126
| B12 | 1 |  | 12.505 | 0.3 | 0.45 | 1.6882
| B12 | 1 |  | 1.7 | 0.23 | 0.15 | 0.05865
| B12 | 1 |  | 1.7 | 0.3 | 0.15 | 0.0765
| B12 | 1 |  | 14.42 | 0.23 | 0.9 | 2.9849
| B12 | 1 |  | 4.36 | 0.23 | 0.45 | 0.45126
| B13 | 1 |  | 28.608 | 0.3 | 0.45 | 3.8621
| B14 | 1 |  | 4.074 | 0.23 | 0.45 | 0.42166
| B15 | 1 |  | 2.215 | 0.23 | 0.45 | 0.22925
| B18 | 1 |  | 20.795 | 0.3 | 0.45 | 2.8073
| B22 | 1 |  | 4.322 | 0.3 | 0.45 | 0.58347
| B24 | 1 |  | 14.72 | 0.3 | 0.45 | 1.9872
| B25 | 1 |  | 7.27 | 0.23 | 0.45 | 0.75245
| B26 | 1 |  | 8.84 | 0.3 | 0.45 | 1.1934
| B29 | 1 |  | 30.366 | 0.3 | 0.45 | 4.0994
| B31 | 1 |  | 9.49 | 0.3 | 0.45 | 1.2812
| B31 | 1 |  | 3.4 | 0.3 | 0.15 | 0.153
| B31 | 1 |  | 14.42 | 0.23 | 0.9 | 2.9849
| B32/B33 | 4 |  | 5.345 | 0.23 | 0.45 | 2.2128
| B34/B35 | 4 |  | 4.745 | 0.3 | 0.45 | 2.5623
| B34/B35 | 4 |  | 1.7 | 0.3 | 0.15 | 0.306
| B36 | 1 |  | 9.49 | 0.3 | 0.45 | 1.2812
| B36 | 1 |  | 3.4 | 0.3 | 0.15 | 0.153
| B36 | 1 |  | 14.42 | 0.23 | 0.9 | 2.9849
| B37 | 1 |  | 24.96 | 0.3 | 0.6 | 4.4928
| B38 | 1 |  | 4.323 | 0.23 | 0.45 | 0.44743
| B39 | 1 |  | 7.14 | 0.3 | 0.45 | 0.9639
| B40 | 1 |  | 6.02 | 0.3 | 0.45 | 0.8127
| B41 | 1 |  | 16.42 | 0.3 | 0.45 | 2.2167
| B42 | 1 |  | 4.32 | 0.3 | 0.45 | 0.5832
| B43/B44 | 2 |  | 4.28 | 0.23 | 0.45 | 0.88596
First floor roof
| B1/B20 | 2 |  | 4.32 | 0.3 | 0.45 | 1.1664
| B2 | 1 |  | 15.32 | 0.3 | 0.45 | 2.0682
| B3 | 1 |  | 5.72 | 0.3 | 0.45 | 0.7722
| B4/B17 | 2 |  | 8.84 | 0.3 | 0.45 | 2.3868
| B5 | 1 |  | 4.622 | 0.3 | 0.45 | 0.62397
| B6 | 1 |  | 24.96 | 0.3 | 0.45 | 3.3696
| B7 | 1 |  | 9.49 | 0.3 | 0.45 | 1.2812
| B7 | 1 |  | 3.4 | 0.3 | 0.15 | 0.153
| B7 | 1 |  | 14.42 | 0.23 | 0.9 | 2.9849
| B8 | 4 |  | 5.345 | 0.23 | 0.45 | 2.2128
| B9/B10 | 4 |  | 4.745 | 0.3 | 0.45 | 2.5623
| B9/B10 | 4 |  | 1.7 | 0.3 | 0.15 | 0.306
| B11 | 1 |  | 4.36 | 0.23 | 0.45 | 0.45126
| B12 | 1 |  | 12.505 | 0.3 | 0.45 | 1.6882
| B12 | 1 |  | 1.7 | 0.23 | 0.15 | 0.05865
| B12 | 1 |  | 1.7 | 0.3 | 0.15 | 0.0765
| B12 | 1 |  | 14.42 | 0.23 | 0.9 | 2.9849
| B12 | 1 |  | 4.36 | 0.23 | 0.45 | 0.45126
| B13 | 1 |  | 28.608 | 0.3 | 0.45 | 3.8621
| B14 | 1 |  | 4.074 | 0.23 | 0.45 | 0.42166
| B15 | 1 |  | 2.215 | 0.23 | 0.45 | 0.22925
| B18 | 1 |  | 20.795 | 0.3 | 0.45 | 2.8073
| B22 | 1 |  | 4.322 | 0.3 | 0.45 | 0.58347
| B24 | 1 |  | 14.72 | 0.3 | 0.45 | 1.9872
| B25 | 1 |  | 7.27 | 0.23 | 0.45 | 0.75245
| B26 | 1 |  | 8.84 | 0.3 | 0.45 | 1.1934
| B29 | 1 |  | 30.366 | 0.3 | 0.45 | 4.0994
| B31 | 1 |  | 9.49 | 0.3 | 0.45 | 1.2812
| B31 | 1 |  | 3.4 | 0.3 | 0.15 | 0.153
| B31 | 1 |  | 14.42 | 0.23 | 0.9 | 2.9849
| B32/B33 | 4 |  | 5.345 | 0.23 | 0.45 | 2.2128
| B34/B35 | 4 |  | 4.745 | 0.3 | 0.45 | 2.5623
| B34/B35 | 4 |  | 1.7 | 0.3 | 0.15 | 0.306
| B36 | 1 |  | 9.49 | 0.3 | 0.45 | 1.2812
| B36 | 1 |  | 3.4 | 0.3 | 0.15 | 0.153
| B36 | 1 |  | 14.42 | 0.23 | 0.9 | 2.9849
| B37 | 1 |  | 24.96 | 0.3 | 0.6 | 4.4928
| B38 | 1 |  | 4.323 | 0.23 | 0.45 | 0.44743
| B39 | 1 |  | 7.14 | 0.3 | 0.45 | 0.9639
| B40 | 1 |  | 6.02 | 0.3 | 0.45 | 0.8127
| B41 | 1 |  | 16.42 | 0.3 | 0.45 | 2.2167
| B42 | 1 |  | 4.32 | 0.3 | 0.45 | 0.5832
| B43/B44 | 2 |  | 4.28 | 0.23 | 0.45 | 0.88596
Second floor roof
| B1/B20 | 2 |  | 4.32 | 0.3 | 0.45 | 1.1664
| B2 | 1 |  | 15.32 | 0.3 | 0.45 | 2.0682
| B3 | 1 |  | 5.72 | 0.3 | 0.45 | 0.7722
| B4/B17 | 2 |  | 8.84 | 0.3 | 0.45 | 2.3868
| B5 | 1 |  | 4.622 | 0.3 | 0.45 | 0.62397
| B6 | 1 |  | 24.96 | 0.3 | 0.45 | 3.3696
| B7 | 1 |  | 9.49 | 0.3 | 0.45 | 1.2812
| B7 | 1 |  | 3.4 | 0.3 | 0.15 | 0.153
| B7 | 1 |  | 14.42 | 0.23 | 0.9 | 2.9849
| B8 | 4 |  | 5.345 | 0.23 | 0.45 | 2.2128
| B9/B10 | 4 |  | 4.745 | 0.3 | 0.45 | 2.5623
| B9/B10 | 4 |  | 1.7 | 0.3 | 0.15 | 0.306
| B11 | 1 |  | 4.36 | 0.23 | 0.45 | 0.45126
| B12 | 1 |  | 12.505 | 0.3 | 0.45 | 1.6882
| B12 | 1 |  | 1.7 | 0.23 | 0.15 | 0.05865
| B12 | 1 |  | 1.7 | 0.3 | 0.15 | 0.0765
| B12 | 1 |  | 14.42 | 0.23 | 0.9 | 2.9849
| B12 | 1 |  | 4.36 | 0.23 | 0.45 | 0.45126
| B13 | 1 |  | 28.608 | 0.3 | 0.45 | 3.8621
| B14 | 1 |  | 4.074 | 0.23 | 0.45 | 0.42166
| B15 | 1 |  | 2.215 | 0.23 | 0.45 | 0.22925
| B18 | 1 |  | 20.795 | 0.3 | 0.45 | 2.8073
| B18/B20/B21/B22 | 4 |  | 1.7 | 0.3 | 0.45 | 0.918
| B22 | 1 |  | 4.322 | 0.3 | 0.45 | 0.58347
| B24 | 1 |  | 14.72 | 0.3 | 0.45 | 1.9872
| B25 | 1 |  | 7.27 | 0.23 | 0.45 | 0.75245
| B26 | 1 |  | 8.84 | 0.3 | 0.45 | 1.1934
| B28/B30 | 2 |  | 10.4 | 0.3 | 0.45 | 2.808
| B29 | 1 |  | 30.366 | 0.3 | 0.45 | 4.0994
| B31 | 1 |  | 9.49 | 0.3 | 0.45 | 1.2812
| B31 | 1 |  | 3.4 | 0.3 | 0.15 | 0.153
| B31 | 1 |  | 14.42 | 0.23 | 0.9 | 2.9849
| B32/B33 | 4 |  | 5.345 | 0.23 | 0.45 | 2.2128
| B34/B35 | 4 |  | 4.745 | 0.3 | 0.45 | 2.5623
| B34/B35 | 4 |  | 1.7 | 0.3 | 0.15 | 0.306
| B36 | 1 |  | 9.49 | 0.3 | 0.45 | 1.2812
| B36 | 1 |  | 3.4 | 0.3 | 0.15 | 0.153
| B36 | 1 |  | 14.42 | 0.23 | 0.9 | 2.9849
| B37 | 1 |  | 24.96 | 0.3 | 0.6 | 4.4928
| B38 | 1 |  | 4.323 | 0.23 | 0.45 | 0.44743
| B39 | 1 |  | 7.14 | 0.3 | 0.45 | 0.9639
| B40 | 1 |  | 6.02 | 0.3 | 0.45 | 0.8127
| B41 | 1 |  | 16.42 | 0.3 | 0.45 | 2.2167
| B42 | 1 |  | 4.32 | 0.3 | 0.45 | 0.5832
| B43/B44 | 2 |  | 4.28 | 0.23 | 0.45 | 0.88596
Third floor roof
| B1/B20 | 2 |  | 4.32 | 0.3 | 0.45 | 1.1664
| B2 | 1 |  | 15.32 | 0.3 | 0.45 | 2.0682
| B3 | 1 |  | 5.72 | 0.3 | 0.45 | 0.7722
| B4/B17 | 2 |  | 8.84 | 0.3 | 0.45 | 2.3868
| B5 | 1 |  | 4.622 | 0.3 | 0.45 | 0.62397
| B6 | 1 |  | 24.96 | 0.3 | 0.45 | 3.3696
| B7 | 1 |  | 9.49 | 0.3 | 0.45 | 1.2812
| B7 | 1 |  | 3.4 | 0.3 | 0.15 | 0.153
| B7 | 1 |  | 14.42 | 0.23 | 0.9 | 2.9849
| B8 | 4 |  | 5.345 | 0.23 | 0.45 | 2.2128
| B9/B10 | 4 |  | 4.745 | 0.3 | 0.45 | 2.5623
| B9/B10 | 4 |  | 1.7 | 0.3 | 0.15 | 0.306
| B11 | 1 |  | 4.36 | 0.23 | 0.45 | 0.45126
| B12 | 1 |  | 12.505 | 0.3 | 0.45 | 1.6882
| B12 | 1 |  | 1.7 | 0.23 | 0.15 | 0.05865
| B12 | 1 |  | 1.7 | 0.3 | 0.15 | 0.0765
| B12 | 1 |  | 14.42 | 0.23 | 0.9 | 2.9849
| B12 | 1 |  | 4.36 | 0.23 | 0.45 | 0.45126
| B13 | 1 |  | 28.608 | 0.3 | 0.45 | 3.8621
| B14 | 1 |  | 4.074 | 0.23 | 0.45 | 0.42166
| B15 | 1 |  | 2.215 | 0.23 | 0.45 | 0.22925
| B18 | 1 |  | 20.795 | 0.3 | 0.45 | 2.8073
| B18/B20/B21/B22 | 4 |  | 1.7 | 0.3 | 0.45 | 0.918
| B22 | 1 |  | 4.322 | 0.3 | 0.45 | 0.58347
| B24 | 1 |  | 14.72 | 0.3 | 0.45 | 1.9872
| B25 | 1 |  | 7.27 | 0.23 | 0.45 | 0.75245
| B26 | 1 |  | 8.84 | 0.3 | 0.45 | 1.1934
| B28/B30 | 2 |  | 10.4 | 0.3 | 0.45 | 2.808
| B29 | 1 |  | 30.366 | 0.3 | 0.45 | 4.0994
| B31 | 1 |  | 9.49 | 0.3 | 0.45 | 1.2812
| B31 | 1 |  | 3.4 | 0.3 | 0.15 | 0.153
| B31 | 1 |  | 14.42 | 0.23 | 0.9 | 2.9849
| B32/B33 | 4 |  | 5.345 | 0.23 | 0.45 | 2.2128
| B34/B35 | 4 |  | 4.745 | 0.3 | 0.45 | 2.5623
| B34/B35 | 4 |  | 1.7 | 0.3 | 0.15 | 0.306
| B36 | 1 |  | 9.49 | 0.3 | 0.45 | 1.2812
| B36 | 1 |  | 3.4 | 0.3 | 0.15 | 0.153
| B36 | 1 |  | 14.42 | 0.23 | 0.9 | 2.9849
| B37 | 1 |  | 24.96 | 0.3 | 0.6 | 4.4928
| B38 | 1 |  | 4.323 | 0.23 | 0.45 | 0.44743
| B39 | 1 |  | 7.14 | 0.3 | 0.45 | 0.9639
| B40 | 1 |  | 6.02 | 0.3 | 0.45 | 0.8127
| B41 | 1 |  | 16.42 | 0.3 | 0.45 | 2.2167
| B42 | 1 |  | 4.32 | 0.3 | 0.45 | 0.5832
| B43/B44 | 2 |  | 4.28 | 0.23 | 0.45 | 0.88596
Fourth floor roof
| B1/B20 | 2 |  | 4.32 | 0.3 | 0.45 | 1.1664
| B2 | 1 |  | 15.32 | 0.3 | 0.45 | 2.0682
| B3 | 1 |  | 5.72 | 0.3 | 0.45 | 0.7722
| B4/B17 | 2 |  | 8.84 | 0.3 | 0.45 | 2.3868
| B5 | 1 |  | 4.622 | 0.3 | 0.45 | 0.62397
| B6 | 1 |  | 24.96 | 0.3 | 0.45 | 3.3696
| B7 | 1 |  | 9.49 | 0.3 | 0.45 | 1.2812
| B7 | 1 |  | 3.4 | 0.3 | 0.15 | 0.153
| B7 | 1 |  | 14.42 | 0.23 | 0.9 | 2.9849
| B8 | 4 |  | 5.345 | 0.23 | 0.45 | 2.2128
| B9/B10 | 4 |  | 4.745 | 0.3 | 0.45 | 2.5623
| B9/B10 | 4 |  | 1.7 | 0.3 | 0.15 | 0.306
| B11 | 1 |  | 4.36 | 0.23 | 0.45 | 0.45126
| B12 | 1 |  | 12.505 | 0.3 | 0.45 | 1.6882
| B12 | 1 |  | 1.7 | 0.23 | 0.15 | 0.05865
| B12 | 1 |  | 1.7 | 0.3 | 0.15 | 0.0765
| B12 | 1 |  | 14.42 | 0.23 | 0.9 | 2.9849
| B12 | 1 |  | 4.36 | 0.23 | 0.45 | 0.45126
| B13 | 1 |  | 28.608 | 0.3 | 0.45 | 3.8621
| B14 | 1 |  | 4.074 | 0.23 | 0.45 | 0.42166
| B15 | 1 |  | 2.215 | 0.23 | 0.45 | 0.22925
| B18 | 1 |  | 20.795 | 0.3 | 0.45 | 2.8073
| B18/B20/B21/B22 | 4 |  | 1.7 | 0.3 | 0.45 | 0.918
| B22 | 1 |  | 4.322 | 0.3 | 0.45 | 0.58347
| B24 | 1 |  | 14.72 | 0.3 | 0.45 | 1.9872
| B25 | 1 |  | 7.27 | 0.23 | 0.45 | 0.75245
| B26 | 1 |  | 8.84 | 0.3 | 0.45 | 1.1934
| B28/B30 | 2 |  | 10.4 | 0.3 | 0.45 | 2.808
| B29 | 1 |  | 30.366 | 0.3 | 0.45 | 4.0994
| B31 | 1 |  | 9.49 | 0.3 | 0.45 | 1.2812
| B31 | 1 |  | 3.4 | 0.3 | 0.15 | 0.153
| B31 | 1 |  | 14.42 | 0.23 | 0.9 | 2.9849
| B32/B33 | 4 |  | 5.345 | 0.23 | 0.45 | 2.2128
| B34/B35 | 4 |  | 4.745 | 0.3 | 0.45 | 2.5623
| B34/B35 | 4 |  | 1.7 | 0.3 | 0.15 | 0.306
| B36 | 1 |  | 9.49 | 0.3 | 0.45 | 1.2812
| B36 | 1 |  | 3.4 | 0.3 | 0.15 | 0.153
| B36 | 1 |  | 14.42 | 0.23 | 0.9 | 2.9849
| B37 | 1 |  | 24.96 | 0.3 | 0.6 | 4.4928
| B38 | 1 |  | 4.323 | 0.23 | 0.45 | 0.44743
| B39 | 1 |  | 7.14 | 0.3 | 0.45 | 0.9639
| B40 | 1 |  | 6.02 | 0.3 | 0.45 | 0.8127
| B41 | 1 |  | 16.42 | 0.3 | 0.45 | 2.2167
| B42 | 1 |  | 4.32 | 0.3 | 0.45 | 0.5832
| B43/B44 | 2 |  | 4.28 | 0.23 | 0.45 | 0.88596
Fifth floor roof
| B1/B20 | 2 |  | 4.32 | 0.3 | 0.45 | 1.1664
| B2 | 1 |  | 15.32 | 0.3 | 0.45 | 2.0682
| B3 | 1 |  | 5.72 | 0.3 | 0.45 | 0.7722
| B4/B17 | 2 |  | 8.84 | 0.3 | 0.45 | 2.3868
| B5 | 1 |  | 4.622 | 0.3 | 0.45 | 0.62397
| B6 | 1 |  | 24.96 | 0.3 | 0.45 | 3.3696
| B7 | 1 |  | 9.49 | 0.3 | 0.45 | 1.2812
| B7 | 1 |  | 3.4 | 0.3 | 0.15 | 0.153
| B7 | 1 |  | 14.42 | 0.23 | 0.9 | 2.9849
| B8 | 4 |  | 5.345 | 0.23 | 0.45 | 2.2128
| B9/B10 | 4 |  | 4.745 | 0.3 | 0.45 | 2.5623
| B9/B10 | 4 |  | 1.7 | 0.3 | 0.15 | 0.306
| B11 | 1 |  | 4.36 | 0.23 | 0.45 | 0.45126
| B12 | 1 |  | 12.505 | 0.3 | 0.45 | 1.6882
| B12 | 1 |  | 1.7 | 0.23 | 0.15 | 0.05865
| B12 | 1 |  | 1.7 | 0.3 | 0.15 | 0.0765
| B12 | 1 |  | 14.42 | 0.23 | 0.9 | 2.9849
| B12 | 1 |  | 4.36 | 0.23 | 0.45 | 0.45126
| B13 | 1 |  | 28.608 | 0.3 | 0.45 | 3.8621
| B14 | 1 |  | 4.074 | 0.23 | 0.45 | 0.42166
| B15 | 1 |  | 2.215 | 0.23 | 0.45 | 0.22925
| B18 | 1 |  | 20.795 | 0.3 | 0.45 | 2.8073
| B18/B20/B21/B22 | 4 |  | 1.7 | 0.3 | 0.45 | 0.918
| B22 | 1 |  | 4.322 | 0.3 | 0.45 | 0.58347
| B24 | 1 |  | 14.72 | 0.3 | 0.45 | 1.9872
| B25 | 1 |  | 7.27 | 0.23 | 0.45 | 0.75245
| B26 | 1 |  | 8.84 | 0.3 | 0.45 | 1.1934
| B28/B30 | 2 |  | 10.4 | 0.3 | 0.45 | 2.808
| B29 | 1 |  | 30.366 | 0.3 | 0.45 | 4.0994
| B31 | 1 |  | 9.49 | 0.3 | 0.45 | 1.2812
| B31 | 1 |  | 3.4 | 0.3 | 0.15 | 0.153
| B31 | 1 |  | 14.42 | 0.23 | 0.9 | 2.9849
| B32/B33 | 4 |  | 5.345 | 0.23 | 0.45 | 2.2128
| B34/B35 | 4 |  | 4.745 | 0.3 | 0.45 | 2.5623
| B34/B35 | 4 |  | 1.7 | 0.3 | 0.15 | 0.306
| B36 | 1 |  | 9.49 | 0.3 | 0.45 | 1.2812
| B36 | 1 |  | 3.4 | 0.3 | 0.15 | 0.153
| B36 | 1 |  | 14.42 | 0.23 | 0.9 | 2.9849
| B37 | 1 |  | 24.96 | 0.3 | 0.6 | 4.4928
| B38 | 1 |  | 4.323 | 0.23 | 0.45 | 0.44743
| B39 | 1 |  | 7.14 | 0.3 | 0.45 | 0.9639
| B40 | 1 |  | 6.02 | 0.3 | 0.45 | 0.8127
| B41 | 1 |  | 16.42 | 0.3 | 0.45 | 2.2167
| B42 | 1 |  | 4.32 | 0.3 | 0.45 | 0.5832
| B43/B44 | 2 |  | 4.28 | 0.23 | 0.45 | 0.88596
Sixth floor roof
| B1/B20 | 2 |  | 4.32 | 0.3 | 0.45 | 1.1664
| B2 | 1 |  | 15.32 | 0.3 | 0.45 | 2.0682
| B3 | 1 |  | 5.72 | 0.3 | 0.45 | 0.7722
| B4/B17 | 2 |  | 8.84 | 0.3 | 0.45 | 2.3868
| B5 | 1 |  | 4.622 | 0.3 | 0.45 | 0.62397
| B6 | 1 |  | 24.96 | 0.3 | 0.45 | 3.3696
| B7 | 1 |  | 9.49 | 0.3 | 0.45 | 1.2812
| B7 | 1 |  | 3.4 | 0.3 | 0.15 | 0.153
| B7 | 1 |  | 14.42 | 0.23 | 0.9 | 2.9849
| B8 | 4 |  | 5.345 | 0.23 | 0.45 | 2.2128
| B9/B10 | 4 |  | 4.745 | 0.3 | 0.45 | 2.5623
| B9/B10 | 4 |  | 1.7 | 0.3 | 0.15 | 0.306
| B11 | 1 |  | 4.36 | 0.23 | 0.45 | 0.45126
| B12 | 1 |  | 12.505 | 0.3 | 0.45 | 1.6882
| B12 | 1 |  | 1.7 | 0.23 | 0.15 | 0.05865
| B12 | 1 |  | 1.7 | 0.3 | 0.15 | 0.0765
| B12 | 1 |  | 14.42 | 0.23 | 0.9 | 2.9849
| B12 | 1 |  | 4.36 | 0.23 | 0.45 | 0.45126
| B13 | 1 |  | 28.608 | 0.3 | 0.45 | 3.8621
| B14 | 1 |  | 4.074 | 0.23 | 0.45 | 0.42166
| B15 | 1 |  | 2.215 | 0.23 | 0.45 | 0.22925
| B18 | 1 |  | 20.795 | 0.3 | 0.45 | 2.8073
| B18/B20/B21/B22 | 4 |  | 1.7 | 0.3 | 0.45 | 0.918
| B22 | 1 |  | 4.322 | 0.3 | 0.45 | 0.58347
| B24 | 1 |  | 14.72 | 0.3 | 0.45 | 1.9872
| B25 | 1 |  | 7.27 | 0.23 | 0.45 | 0.75245
| B26 | 1 |  | 8.84 | 0.3 | 0.45 | 1.1934
| B28/B30 | 2 |  | 10.4 | 0.3 | 0.45 | 2.808
| B29 | 1 |  | 30.366 | 0.3 | 0.45 | 4.0994
| B31 | 1 |  | 9.49 | 0.3 | 0.45 | 1.2812
| B31 | 1 |  | 3.4 | 0.3 | 0.15 | 0.153
| B31 | 1 |  | 14.42 | 0.23 | 0.9 | 2.9849
| B32/B33 | 4 |  | 5.345 | 0.23 | 0.45 | 2.2128
| B34/B35 | 4 |  | 4.745 | 0.3 | 0.45 | 2.5623
| B34/B35 | 4 |  | 1.7 | 0.3 | 0.15 | 0.306
| B36 | 1 |  | 9.49 | 0.3 | 0.45 | 1.2812
| B36 | 1 |  | 3.4 | 0.3 | 0.15 | 0.153
| B36 | 1 |  | 14.42 | 0.23 | 0.9 | 2.9849
| B37 | 1 |  | 24.96 | 0.3 | 0.6 | 4.4928
| B38 | 1 |  | 4.323 | 0.23 | 0.45 | 0.44743
| B39 | 1 |  | 7.14 | 0.3 | 0.45 | 0.9639
| B40 | 1 |  | 6.02 | 0.3 | 0.45 | 0.8127
| B41 | 1 |  | 16.42 | 0.3 | 0.45 | 2.2167
| B42 | 1 |  | 4.32 | 0.3 | 0.45 | 0.5832
| B43/B44 | 2 |  | 4.28 | 0.23 | 0.45 | 0.88596
RCC Lintel
| Rooms door lintel(D1) | 14 |  | 1.25 | 0.115 | 0.125 | 0.25156
| Toilet shaft area(D3) | 4 |  | 0.95 | 0.115 | 0.125 | 0.054625
| Toilet area (D2) | 14 |  | 1.2 | 0.115 | 0.125 | 0.2415
| Window Lintel (W1) | 4 |  | 9.46 | 0.53 | 0.15 | 3.0083
| Window chajja lintel beam | 8 |  | 2.93 | 0.23 | 0.2 | 1.0782
| Window chajja lintel | 8 |  | 2.2 | 0.45 | 0.1 | 0.792
| Wardrobe slab | 9 |  | 1.95 | 0.6 | 0.1 | 1.053
| Sill beam concrete | 4 |  | 9.46 | 0.53 | 0.1 | 2.0055
RCC Lintel(First Floor)
| Rooms door lintel(D1) | 22 |  | 1.25 | 0.115 | 0.125 | 0.39531
| Toilet shaft area(D3) | 4 |  | 0.95 | 0.115 | 0.125 | 0.054625
| Toilet area (D2) | 12 |  | 1.2 | 0.115 | 0.125 | 0.207
| Window Lintel (W1) | 4 |  | 9.46 | 0.53 | 0.15 | 3.0083
| Window chajja lintel beam | 8 |  | 2.93 | 0.23 | 0.2 | 1.0782
| Window chajja lintel | 8 |  | 2.2 | 0.45 | 0.1 | 0.792
| Wardrobe slab | 20 |  | 1.95 | 0.6 | 0.1 | 2.34
| Sill beam concrete | 4 |  | 9.46 | 0.53 | 0.1 | 2.0055
RCC Lintel(Second Floor)
| Rooms door lintel(D1) | 22 |  | 1.25 | 0.115 | 0.125 | 0.39531
| Toilet shaft area(D3) | 4 |  | 0.95 | 0.115 | 0.125 | 0.054625
| Toilet area (D2) | 12 |  | 1.2 | 0.115 | 0.125 | 0.207
| Window Lintel (W1) | 4 |  | 9.46 | 0.53 | 0.15 | 3.0083
| Window chajja lintel beam | 8 |  | 2.93 | 0.23 | 0.2 | 1.0782
| Window chajja lintel | 8 |  | 2.2 | 0.45 | 0.1 | 0.792
| Wardrobe slab | 20 |  | 1.95 | 0.6 | 0.1 | 2.34
| Sill beam concrete | 4 |  | 9.46 | 0.53 | 0.1 | 2.0055
RCC Lintel(Third Floor)
| Rooms door lintel(D1) | 22 |  | 1.25 | 0.115 | 0.125 | 0.39531
| Toilet shaft area(D3) | 4 |  | 0.95 | 0.115 | 0.125 | 0.054625
| Toilet area (D2) | 12 |  | 1.2 | 0.115 | 0.125 | 0.207
| Window Lintel (W1) | 4 |  | 9.46 | 0.53 | 0.15 | 3.0083
| Window chajja lintel beam | 8 |  | 2.93 | 0.23 | 0.2 | 1.0782
| Window chajja lintel | 8 |  | 2.2 | 0.45 | 0.1 | 0.792
| Wardrobe slab | 20 |  | 1.95 | 0.6 | 0.1 | 2.34
| Sill beam concrete | 4 |  | 9.46 | 0.53 | 0.1 | 2.0055
RCC Lintel(Fourth Floor)
| Rooms door lintel(D1) | 22 |  | 1.25 | 0.115 | 0.125 | 0.39531
| Toilet shaft area(D3) | 4 |  | 0.95 | 0.115 | 0.125 | 0.054625
| Toilet area (D2) | 12 |  | 1.2 | 0.115 | 0.125 | 0.207
| Window Lintel (W1) | 4 |  | 9.46 | 0.53 | 0.15 | 3.0083
| Window chajja lintel beam | 8 |  | 2.93 | 0.23 | 0.2 | 1.0782
| Window chajja lintel | 8 |  | 2.2 | 0.45 | 0.1 | 0.792
| Wardrobe slab | 20 |  | 1.95 | 0.6 | 0.1 | 2.34
| Sill beam concrete | 4 |  | 9.46 | 0.53 | 0.1 | 2.0055
RCC Lintel(Fifth Floor)
| Rooms door lintel(D1) | 22 |  | 1.25 | 0.115 | 0.125 | 0.39531
| Toilet shaft area(D3) | 4 |  | 0.95 | 0.115 | 0.125 | 0.054625
| Toilet area (D2) | 12 |  | 1.2 | 0.115 | 0.125 | 0.207
| Window Lintel (W1) | 4 |  | 9.46 | 0.53 | 0.15 | 3.0083
| Window chajja lintel beam | 8 |  | 2.93 | 0.23 | 0.2 | 1.0782
| Window chajja lintel | 8 |  | 2.2 | 0.45 | 0.1 | 0.792
| Wardrobe slab | 20 |  | 1.95 | 0.6 | 0.1 | 2.34
| Sill beam concrete | 4 |  | 9.46 | 0.53 | 0.1 | 2.0055
RCC Lintel(Sixth floor)
| Window Lintel (W1) | 4 |  | 9.46 | 0.23 | 0.15 | 1.3055
| Window chajja lintel beam | 20 |  | 2.93 | 0.23 | 0.2 | 2.6956
| Window chajja lintel | 20 |  | 2.2 | 0.45 | 0.1 | 1.98
| Wardrobe slab | 20 |  | 1.95 | 0.6 | 0.1 | 2.34
O.H.W Water tank. Beam
| B1/B4 | 4 |  | 5.945 | 0.23 | 0.4 | 2.1878
| B2 | 2 |  | 7.52 | 0.23 | 0.4 | 1.3837
| B3/B6 | 6 |  | 2.3 | 0.23 | 0.4 | 1.2696
| B5 | 2 |  | 7.22 | 0.23 | 0.4 | 1.3285
Machine room beam
| B1 | 1 |  | 5.575 | 0.23 | 0.45 | 0.57701
| B3 | 1 |  | 3.46 | 0.23 | 0.45 | 0.35811
| B4/B5 | 2 |  | 2.35 | 0.23 | 0.45 | 0.48645
Machine room mumty beam
| MB1/MB2/MB3 | 3 |  | 7.575 | 0.23 | 0.3 | 1.568
| MB4/MB5/MB6 | 1 |  | 7.88 | 0.23 | 0.3 | 0.54372
| MB7 | 1 |  | 2.35 | 0.23 | 0.3 | 0.16215
Fire escape staircase mumty slab
| BH-IV/ RCC/RMC/ ROOF BEAM/ Mumty Beam B-1, B-2,B-5 | 3 |  | 4.96 | 0.23 | 0.45 | 1.5401
| BH-IV/ RCC/RMC/ ROOF BEAM/ Mumty Beam B-3, B-4 | 2 |  | 6.95 | 0.23 | 0.45 | 1.4386
[6 empty] | Total | 614.3314 | Cum
02.03.04 | Suspended floors, roofs, landings, chajja, shelves, counters
Slab Concrete (Ground floor roof)
| S1 (Bathrrom area) | 4 |  | 4.62 | 2.52 | 0.15 | 6.9854
| S2 (Bathroom area) | 2 |  | 4.62 | 4.62 | 0.15 | 6.4033
| S1(Near bathrrom area) | 2 |  | 4.62 | 1.7 | 0.15 | 2.3562
| Near cooling plant area | 1 |  | 2.07 | 4.62 | 0.15 | 1.4345
| S5 (Gallery) | 3 |  | 1.7 | 1.7 | 0.15 | 1.3005
| S5 (Gallery) | 8 |  | 5.86 | 1.7 | 0.15 | 11.9544
| S5 (Gallery) | 4 |  | 3 | 1.7 | 0.15 | 3.06
| S3(Room) | 1 |  | 2.93 | 5.345 | 0.15 | 2.3491
| S3(Room) | 1 |  | 2.7 | 5.345 | 0.15 | 2.1647
| S3(Room) | 14 |  | 2.815 | 5.345 | 0.15 | 31.597
| S5 (Gallery) | 4 |  | 3 | 5.345 | 0.15 | 9.621
| Near cooling plant area | 1 |  | 4.62 | 2 | 0.15 | 1.386
| Air cooling plant area | 1 |  | 4.32 | 4.32 | 0.2 | 3.7325
| Gallery area | 1 |  | 7.6 | 1.7 | 0.15 | 1.938
| Near lift area | 1 |  | 1.815 | 2.95 | 0.15 | 0.80314
| Near Bathroom area | 1 |  | 5.345 | 1.7 | 0.15 | 1.363
| Near Bathroom area | 1 |  | 4.62 | 1.7 | 0.15 | 1.1781
| Fire lift side area | 1 |  | 3.015 | 1.7 | 0.15 | 0.76882
| Fire lift side area | 1 |  | 4.5 | 1.7 | 0.15 | 1.1475
| Chajja | 4 |  | 9.46 | 0.3 | 0.15 | 1.7028
| Shaft slab | 2 |  | 1.055 | 1.055 | 0.15 | 0.33391
Slab Concrete (First floor roof)
| S1 (Bathrrom area) | 4 |  | 4.62 | 2.52 | 0.15 | 6.9854
| S2 (Bathroom area) | 2 |  | 4.62 | 4.62 | 0.15 | 6.4033
| S1(Near bathrrom area) | 2 |  | 4.62 | 1.7 | 0.15 | 2.3562
| Near cooling plant area | 1 |  | 2.07 | 4.62 | 0.15 | 1.4345
| S5 (Gallery) | 3 |  | 1.7 | 1.7 | 0.15 | 1.3005
| S5 (Gallery) | 8 |  | 5.86 | 1.7 | 0.15 | 11.9544
| S5 (Gallery) | 4 |  | 3 | 1.7 | 0.15 | 3.06
| S3(Room) | 1 |  | 2.93 | 5.345 | 0.15 | 2.3491
| S3(Room) | 1 |  | 2.7 | 5.345 | 0.15 | 2.1647
| S3(Room) | 14 |  | 2.815 | 5.345 | 0.15 | 31.597
| S5 (Gallery) | 4 |  | 3 | 5.345 | 0.15 | 9.621
| Near cooling plant area | 1 |  | 4.62 | 2 | 0.15 | 1.386
| Air cooling plant area | 1 |  | 4.32 | 4.32 | 0.2 | 3.7325
| Gallery area | 1 |  | 7.6 | 1.7 | 0.15 | 1.938
| Near lift area | 1 |  | 1.815 | 2.95 | 0.15 | 0.80314
| Near Bathroom area | 1 |  | 5.345 | 1.7 | 0.15 | 1.363
| Near Bathroom area | 1 |  | 4.62 | 1.7 | 0.15 | 1.1781
| Fire lift side area | 1 |  | 3.015 | 1.7 | 0.15 | 0.76882
| Fire lift side area | 1 |  | 4.5 | 1.7 | 0.15 | 1.1475
| Chajja | 4 |  | 9.46 | 0.3 | 0.15 | 1.7028
| Shaft slab | 2 |  | 1.055 | 1.055 | 0.15 | 0.33391
Slab Concrete (Second floor roof)
| S1 (Bathrrom area) | 4 |  | 4.62 | 2.52 | 0.15 | 6.9854
| S2 (Bathroom area) | 2 |  | 4.62 | 4.62 | 0.15 | 6.4033
| S1(Near bathrrom area) | 2 |  | 4.62 | 1.7 | 0.15 | 2.3562
| Near cooling plant area | 1 |  | 2.07 | 4.62 | 0.15 | 1.4345
| S5 (Gallery) | 3 |  | 1.7 | 1.7 | 0.15 | 1.3005
| S5 (Gallery) | 8 |  | 5.86 | 1.7 | 0.15 | 11.9544
| S5 (Gallery) | 4 |  | 3 | 1.7 | 0.15 | 3.06
| S3(Room) | 1 |  | 2.93 | 5.345 | 0.15 | 2.3491
| S3(Room) | 1 |  | 2.7 | 5.345 | 0.15 | 2.1647
| S3(Room) | 14 |  | 2.815 | 5.345 | 0.15 | 31.597
| S5 (Gallery) | 4 |  | 3 | 5.345 | 0.15 | 9.621
| Near cooling plant area | 1 |  | 4.62 | 2 | 0.15 | 1.386
| Air cooling plant area | 1 |  | 4.32 | 4.32 | 0.2 | 3.7325
| Gallery area | 1 |  | 7.6 | 1.7 | 0.15 | 1.938
| Near lift area | 1 |  | 1.815 | 2.95 | 0.15 | 0.80314
| Near Bathroom area | 1 |  | 5.345 | 1.7 | 0.15 | 1.363
| Near Bathroom area | 1 |  | 4.62 | 1.7 | 0.15 | 1.1781
| Fire lift side area | 1 |  | 3.015 | 1.7 | 0.15 | 0.76882
| Fire lift side area | 1 |  | 4.5 | 1.7 | 0.15 | 1.1475
| Chajja | 4 |  | 9.46 | 0.3 | 0.15 | 1.7028
| Shaft slab | 2 |  | 1.055 | 1.055 | 0.15 | 0.33391
| Corridor gallery | 2 |  | 2.18 | 1.7 | 0.15 | 1.1118
| Corridor gallery | 1 |  | 6.34 | 1.7 | 0.15 | 1.6167
Slab Concrete (Third floor roof)
| S1 (Bathrrom area) | 4 |  | 4.62 | 2.52 | 0.15 | 6.9854
| S2 (Bathroom area) | 2 |  | 4.62 | 4.62 | 0.15 | 6.4033
| S1(Near bathrrom area) | 2 |  | 4.62 | 1.7 | 0.15 | 2.3562
| Near cooling plant area | 1 |  | 2.07 | 4.62 | 0.15 | 1.4345
| S5 (Gallery) | 3 |  | 1.7 | 1.7 | 0.15 | 1.3005
| S5 (Gallery) | 8 |  | 5.86 | 1.7 | 0.15 | 11.9544
| S5 (Gallery) | 4 |  | 3 | 1.7 | 0.15 | 3.06
| S3(Room) | 1 |  | 2.93 | 5.345 | 0.15 | 2.3491
| S3(Room) | 1 |  | 2.7 | 5.345 | 0.15 | 2.1647
| S3(Room) | 14 |  | 2.815 | 5.345 | 0.15 | 31.597
| S5 (Gallery) | 4 |  | 3 | 5.345 | 0.15 | 9.621
| Near cooling plant area | 1 |  | 4.62 | 2 | 0.15 | 1.386
| Air cooling plant area | 1 |  | 4.32 | 4.32 | 0.2 | 3.7325
| Gallery area | 1 |  | 7.6 | 1.7 | 0.15 | 1.938
| Near lift area | 1 |  | 1.815 | 2.95 | 0.15 | 0.80314
| Near Bathroom area | 1 |  | 5.345 | 1.7 | 0.15 | 1.363
| Near Bathroom area | 1 |  | 4.62 | 1.7 | 0.15 | 1.1781
| Fire lift side area | 1 |  | 3.015 | 1.7 | 0.15 | 0.76882
| Fire lift side area | 1 |  | 4.5 | 1.7 | 0.15 | 1.1475
| Chajja | 4 |  | 9.46 | 0.3 | 0.15 | 1.7028
| Shaft slab | 2 |  | 1.055 | 1.055 | 0.15 | 0.33391
| Corridor gallery | 2 |  | 2.18 | 1.7 | 0.15 | 1.1118
| Corridor gallery | 1 |  | 6.34 | 1.7 | 0.15 | 1.6167
Slab Concrete (Fourth floor roof)
| S1 (Bathrrom area) | 4 |  | 4.62 | 2.52 | 0.15 | 6.9854
| S2 (Bathroom area) | 2 |  | 4.62 | 4.62 | 0.15 | 6.4033
| S1(Near bathrrom area) | 2 |  | 4.62 | 1.7 | 0.15 | 2.3562
| Near cooling plant area | 1 |  | 2.07 | 4.62 | 0.15 | 1.4345
| S5 (Gallery) | 3 |  | 1.7 | 1.7 | 0.15 | 1.3005
| S5 (Gallery) | 8 |  | 5.86 | 1.7 | 0.15 | 11.9544
| S5 (Gallery) | 4 |  | 3 | 1.7 | 0.15 | 3.06
| S3(Room) | 1 |  | 2.93 | 5.345 | 0.15 | 2.3491
| S3(Room) | 1 |  | 2.7 | 5.345 | 0.15 | 2.1647
| S3(Room) | 14 |  | 2.815 | 5.345 | 0.15 | 31.597
| S5 (Gallery) | 4 |  | 3 | 5.345 | 0.15 | 9.621
| Near cooling plant area | 1 |  | 4.62 | 2 | 0.15 | 1.386
| Air cooling plant area | 1 |  | 4.32 | 4.32 | 0.2 | 3.7325
| Gallery area | 1 |  | 7.6 | 1.7 | 0.15 | 1.938
| Near lift area | 1 |  | 1.815 | 2.95 | 0.15 | 0.80314
| Near Bathroom area | 1 |  | 5.345 | 1.7 | 0.15 | 1.363
| Near Bathroom area | 1 |  | 4.62 | 1.7 | 0.15 | 1.1781
| Fire lift side area | 1 |  | 3.015 | 1.7 | 0.15 | 0.76882
| Fire lift side area | 1 |  | 4.5 | 1.7 | 0.15 | 1.1475
| Chajja | 4 |  | 9.46 | 0.3 | 0.15 | 1.7028
| Shaft slab | 2 |  | 1.055 | 1.055 | 0.15 | 0.33391
| Corridor gallery | 2 |  | 2.18 | 1.7 | 0.15 | 1.1118
| Corridor gallery | 1 |  | 6.34 | 1.7 | 0.15 | 1.6167
Slab Concrete (Fifth floor roof)
| S1 (Bathrrom area) | 4 |  | 4.62 | 2.52 | 0.15 | 6.9854
| S2 (Bathroom area) | 2 |  | 4.62 | 4.62 | 0.15 | 6.4033
| S1(Near bathrrom area) | 2 |  | 4.62 | 1.7 | 0.15 | 2.3562
| Near cooling plant area | 1 |  | 2.07 | 4.62 | 0.15 | 1.4345
| S5 (Gallery) | 3 |  | 1.7 | 1.7 | 0.15 | 1.3005
| S5 (Gallery) | 8 |  | 5.86 | 1.7 | 0.15 | 11.9544
| S5 (Gallery) | 4 |  | 3 | 1.7 | 0.15 | 3.06
| S3(Room) | 1 |  | 2.93 | 5.345 | 0.15 | 2.3491
| S3(Room) | 1 |  | 2.7 | 5.345 | 0.15 | 2.1647
| S3(Room) | 14 |  | 2.815 | 5.345 | 0.15 | 31.597
| S5 (Gallery) | 4 |  | 3 | 5.345 | 0.15 | 9.621
| Near cooling plant area | 1 |  | 4.62 | 2 | 0.15 | 1.386
| Air cooling plant area | 1 |  | 4.32 | 4.32 | 0.2 | 3.7325
| Gallery area | 1 |  | 7.6 | 1.7 | 0.15 | 1.938
| Near lift area | 1 |  | 1.815 | 2.95 | 0.15 | 0.80314
| Near Bathroom area | 1 |  | 5.345 | 1.7 | 0.15 | 1.363
| Near Bathroom area | 1 |  | 4.62 | 1.7 | 0.15 | 1.1781
| Fire lift side area | 1 |  | 3.015 | 1.7 | 0.15 | 0.76882
| Fire lift side area | 1 |  | 4.5 | 1.7 | 0.15 | 1.1475
| Chajja | 4 |  | 9.46 | 0.3 | 0.15 | 1.7028
| Shaft slab | 2 |  | 1.055 | 1.055 | 0.15 | 0.33391
| Corridor gallery | 2 |  | 2.18 | 1.7 | 0.15 | 1.1118
| Corridor gallery | 1 |  | 6.34 | 1.7 | 0.15 | 1.6167
Slab Concrete (Sixth floor roof)
| S1 (Bathrrom area) | 4 |  | 4.62 | 2.52 | 0.15 | 6.9854
| S2 (Bathroom area) | 2 |  | 4.62 | 4.62 | 0.15 | 6.4033
| S1(Near bathrrom area) | 2 |  | 4.62 | 1.7 | 0.15 | 2.3562
| Near cooling plant area | 1 |  | 2.07 | 4.62 | 0.15 | 1.4345
| S5 (Gallery) | 3 |  | 1.7 | 1.7 | 0.15 | 1.3005
| S5 (Gallery) | 8 |  | 5.86 | 1.7 | 0.15 | 11.9544
| S5 (Gallery) | 4 |  | 3 | 1.7 | 0.15 | 3.06
| S3(Room) | 1 |  | 2.93 | 5.345 | 0.15 | 2.3491
| S3(Room) | 1 |  | 2.7 | 5.345 | 0.15 | 2.1647
| S3(Room) | 14 |  | 2.815 | 5.345 | 0.15 | 31.597
| S5 (Gallery) | 4 |  | 3 | 5.345 | 0.15 | 9.621
| Near cooling plant area | 1 |  | 4.62 | 2 | 0.15 | 1.386
| Air cooling plant area | 1 |  | 4.32 | 4.32 | 0.2 | 3.7325
| Gallery area | 1 |  | 7.6 | 1.7 | 0.15 | 1.938
| Near lift area | 1 |  | 1.815 | 2.95 | 0.15 | 0.80314
| Near Bathroom area | 1 |  | 5.345 | 1.7 | 0.15 | 1.363
| Near Bathroom area | 1 |  | 4.62 | 1.7 | 0.15 | 1.1781
| Fire lift side area | 1 |  | 3.015 | 1.7 | 0.15 | 0.76882
| Fire lift side area | 1 |  | 4.5 | 1.7 | 0.15 | 1.1475
| Chajja | 4 |  | 9.46 | 0.3 | 0.15 | 1.7028
| Shaft slab | 2 |  | 1.055 | 1.055 | 0.15 | 0.33391
| Corridor gallery | 2 |  | 2.18 | 1.7 | 0.15 | 1.1118
| Corridor gallery | 1 |  | 6.34 | 1.7 | 0.15 | 1.6167
O.H.W Water tank. Bottom slab
| Grid M to L /9 to 10 | 1 |  | 5.22 | 0.2 | 2.23 | 2.3281
| Grid L to K /10 to 11 | 1 |  | 5.22 | 0.2 | 2.23 | 2.3281
| Grid G to F / 3 to 4 | 1 |  | 5.22 | 0.2 | 0.23 | 0.24012
| Grid 4 to 5/ E to F | 1 |  | 5.22 | 0.2 | 0.23 | 0.24012
| Machine room slab | 1 |  | 3.46 | 0.15 | 2.81 | 1.4584
| Machine room mumty slab | 1 |  | 7.88 | 7.575 | 0.15 | 8.9536
| Water tank Top slab(S2) | 4 |  | 5.22 | 0.15 | 2.22 | 6.953
| BH-IV/ RCC/RMC/ ROOF SLAB/ Mumty Slab | 1 |  | 4.5 | 6.965 | 0.15 | 4.7014
| Water tank slab concrete | 1 | 1 | 3.06 | 5.96 | 0.2 | 3.6475
| Cut out deduction | -1 | 1 | 0.9 | 0.9 | 0.2 | -0.162
| Washbasin counter slab | 14 | 1 | 3.18 | 0.55 | 0.05 | 1.2243
Washbasin counter
| Counter slab | 14 |  | 3.18 | 0.075 | 0.55 | 1.8365
| Warden room washbasin counter slab | 1 |  | 1.45 | 0.125 | 0.55 | 0.099687
| Handicap toilet counter slab | 1 |  | 1.17 | 0.125 | 0.55 | 0.080437
[6 empty] | Total | 702.6312 | Cum
02.03.05 | Sloping waist slab of stair flights
Fire exit stairacse concrete
| 1 Flight | 1 |  | 3 | 1.8 | 0.15 | 0.81
| At landing | 1 |  | 4.5 | 1.8 | 0.15 | 1.215
| 2nd Flight | 1 |  | 3 | 1.8 | 0.15 | 0.81
| Steps concrete | 20 |  | 1.8 | 0.075 | 0.3 | 0.81
| LB1 Concrete | 1 |  | 4.36 | 0.23 | 0.45 | 0.45126
| 3 Flight | 1 |  | 3 | 1.8 | 0.15 | 0.81
| At landing | 1 |  | 4.5 | 1.8 | 0.15 | 1.215
| 4 Flight | 1 |  | 3 | 1.8 | 0.15 | 0.81
| Steps concrete | 20 |  | 1.8 | 0.075 | 0.3 | 0.81
| LB1 Concrete | 1 |  | 4.36 | 0.23 | 0.45 | 0.45126
| 5th Flight | 1 |  | 3 | 1.8 | 0.15 | 0.81
| At landing | 1 |  | 4.5 | 1.8 | 0.15 | 1.215
| 6th Flight | 1 |  | 3 | 1.8 | 0.15 | 0.81
| Steps concrete | 20 |  | 1.8 | 0.075 | 0.3 | 0.81
| LB1 Concrete | 1 |  | 4.36 | 0.23 | 0.45 | 0.45126
| 7th Flight | 1 |  | 3 | 1.8 | 0.15 | 0.81
| At landing | 1 |  | 4.5 | 1.8 | 0.15 | 1.215
| 8th Flight | 1 |  | 3 | 1.8 | 0.15 | 0.81
| Steps concrete | 20 |  | 1.8 | 0.075 | 0.3 | 0.81
| LB1 Concrete | 1 |  | 4.36 | 0.23 | 0.45 | 0.45126
| 9th Flight | 1 |  | 3 | 1.8 | 0.15 | 0.81
| At landing | 1 |  | 4.5 | 1.8 | 0.15 | 1.215
| 10th Flight | 1 |  | 3 | 1.8 | 0.15 | 0.81
| Steps concrete | 20 |  | 1.8 | 0.075 | 0.3 | 0.81
| LB1 Concrete | 1 |  | 4.36 | 0.23 | 0.45 | 0.45126
| 11th Flight | 1 |  | 3 | 1.8 | 0.15 | 0.81
| At landing | 1 |  | 4.5 | 1.8 | 0.15 | 1.215
| 12th Flight | 1 |  | 3 | 1.8 | 0.15 | 0.81
| Steps concrete | 20 |  | 1.8 | 0.075 | 0.3 | 0.81
| LB1 Concrete | 1 |  | 4.36 | 0.23 | 0.45 | 0.45126
| 13th Flight | 1 |  | 3 | 1.8 | 0.15 | 0.81
| At landing | 1 |  | 4.5 | 1.8 | 0.15 | 1.215
| 14th Flight | 1 |  | 3 | 1.8 | 0.15 | 0.81
| Steps concrete | 20 |  | 1.8 | 0.075 | 0.3 | 0.81
| LB1 Concrete | 1 |  | 4.36 | 0.23 | 0.45 | 0.45126
Lift area staircase concrete
| First Flight | 1 |  | 2.7 | 1.8 | 0.15 | 0.729
| At landing | 1 |  | 1.65 | 1.96 | 0.15 | 0.4851
| Second flight | 1 |  | 1.2 | 1.8 | 0.15 | 0.324
| At landing | 1 |  | 1.66 | 1.95 | 0.15 | 0.48555
| Third flight | 1 |  | 2.7 | 1.8 | 0.15 | 0.729
| Steps concrete | 20 |  | 1.8 | 0.075 | 0.3 | 0.81
| LB1 Concrete | 1 |  | 4.82 | 0.23 | 0.45 | 0.49887
| 4 Flight | 1 |  | 2.7 | 1.8 | 0.15 | 0.729
| At landing | 1 |  | 1.65 | 1.96 | 0.15 | 0.4851
| 5 Flight | 1 |  | 1.2 | 1.8 | 0.15 | 0.324
| At landing | 1 |  | 1.66 | 1.95 | 0.15 | 0.48555
| 6 Flight | 1 |  | 2.7 | 1.8 | 0.15 | 0.729
| Steps concrete | 20 |  | 1.8 | 0.075 | 0.3 | 0.81
| LB1 Concrete | 1 |  | 4.82 | 0.23 | 0.45 | 0.49887
| 7th Flight | 1 |  | 2.7 | 1.8 | 0.15 | 0.729
| At landing | 1 |  | 1.65 | 1.96 | 0.15 | 0.4851
| 8th Flight | 1 |  | 1.2 | 1.8 | 0.15 | 0.324
| At landing | 1 |  | 1.66 | 1.95 | 0.15 | 0.48555
| 9th Flight | 1 |  | 2.7 | 1.8 | 0.15 | 0.729
| Steps concrete | 20 |  | 1.8 | 0.075 | 0.3 | 0.81
| LB1 Concrete | 1 |  | 4.82 | 0.23 | 0.45 | 0.49887
| 10th Flight | 1 |  | 2.7 | 1.8 | 0.15 | 0.729
| At landing | 1 |  | 1.65 | 1.96 | 0.15 | 0.4851
| 11th Flight | 1 |  | 1.2 | 1.8 | 0.15 | 0.324
| At landing | 1 |  | 1.66 | 1.95 | 0.15 | 0.48555
| 12th Flight | 1 |  | 2.7 | 1.8 | 0.15 | 0.729
| Steps concrete | 20 |  | 1.8 | 0.075 | 0.3 | 0.81
| LB1 Concrete | 1 |  | 4.82 | 0.23 | 0.45 | 0.49887
| 13th Flight | 1 |  | 2.7 | 1.8 | 0.15 | 0.729
| At landing | 1 |  | 1.65 | 1.96 | 0.15 | 0.4851
| 14th Flight | 1 |  | 1.2 | 1.8 | 0.15 | 0.324
| At landing | 1 |  | 1.66 | 1.95 | 0.15 | 0.48555
| 15th Flight | 1 |  | 2.7 | 1.8 | 0.15 | 0.729
| Steps concrete | 20 |  | 1.8 | 0.075 | 0.3 | 0.81
| LB1 Concrete | 1 |  | 4.82 | 0.23 | 0.45 | 0.49887
| 16th Flight | 1 |  | 2.7 | 1.8 | 0.15 | 0.729
| At landing | 1 |  | 1.65 | 1.96 | 0.15 | 0.4851
| 17th Flight | 1 |  | 1.2 | 1.8 | 0.15 | 0.324
| At landing | 1 |  | 1.66 | 1.95 | 0.15 | 0.48555
| 18th Flight | 1 |  | 2.7 | 1.8 | 0.15 | 0.729
| Steps concrete | 20 |  | 1.8 | 0.075 | 0.3 | 0.81
| LB1 Concrete | 1 |  | 4.82 | 0.23 | 0.45 | 0.49887
| 19th Flight | 1 |  | 2.7 | 1.8 | 0.15 | 0.729
| At landing | 1 |  | 1.65 | 1.96 | 0.15 | 0.4851
| 20th Flight | 1 |  | 1.2 | 1.8 | 0.15 | 0.324
| At landing | 1 |  | 1.66 | 1.95 | 0.15 | 0.48555
| 21th Flight | 1 |  | 2.7 | 1.8 | 0.15 | 0.729
| Steps concrete | 20 |  | 1.8 | 0.075 | 0.3 | 0.81
| LB1 Concrete | 1 |  | 4.82 | 0.23 | 0.45 | 0.49887
Sloping waist slab of stair flights
| Machine room flight | 1 |  | 2.03 | 1.1 | 0.1 | 0.2233
| Steps | 7 |  | 1.1 | 0.3 | 0.18 | 0.4158
[6 empty] | Total | 57.7436 | Cum
02.04 | Shuttering
02.04.01 | For wall and column footings
| Grid P to K / on grid 16 | 1 |  | 11.042 |  | 0.5 | 5.521
| On grid K | 1 |  | 1.8 |  | 0.5 | 0.9
| Grid K to C/on grid 16 | 1 |  | 25.26 |  | 0.5 | 12.63
| Grid 16 to 10/on grid C | 1 |  | 18.083 |  | 0.5 | 9.0415
| Grid C to B/10 | 1 |  | 3.32 |  | 0.5 | 1.66
| Between 7 to 10 /near lift area | 1 |  | 8.48 |  | 0.5 | 4.24
| On grid 7 | 1 |  | 1.222 |  | 0.5 | 0.611
| On grid B /3 to 7 | 1 |  | 9.738 |  | 0.5 | 4.869
| courtyard shuttering | 1 |  | 51.68 |  | 0.5 | 25.84
| Grid G to B /3 | 1 |  | 11.041 |  | 0.5 | 5.5205
| On grid G/3 | 1 |  | 2.095 |  | 0.5 | 1.0475
| On grid 4/K to G | 1 |  | 14.168 |  | 0.5 | 7.084
| On grid K /3 to 4 | 1 |  | 2.83 |  | 0.5 | 1.415
| Grid 3 to 12/on grid P | 1 |  | 28.09 |  | 0.5 | 14.045
| On grid P /12 | 1 |  | 2.097 |  | 0.5 | 1.0485
| On grid P/12 to 16 | 1 |  | 11.038 |  | 0.5 | 5.519
| F1 /A9 | 1 |  | 13.2 |  | 0.6 | 7.92
| F2 /A8 | 1 |  | 15.6 |  | 0.5 | 7.8
Pedestals formwork
| C2+C3+C8 | 1 |  | 17.704 |  | 0.25 | 4.426
| C66+C67/C53+C54/C15+C16/C4+C5/C29+C35/C28+C34/C32+C38/C33+C39 | 8 |  | 14.4 |  | 0.25 | 28.8
| C6+C9 | 1 |  | 13.24 |  | 0.25 | 3.31
| C19+C27 | 1 |  | 13.246 |  | 0.25 | 3.3115
| C42/C43 | 2 |  | 7.8 |  | 0.25 | 3.9
| C11+C12+C20 | 1 |  | 17.44 |  | 0.25 | 4.36
| C13+C14+C21/C17+C18+C26/C48+C55+C56 | 3 |  | 16.396 |  | 0.25 | 12.297
| C68+C69 | 1 |  | 17.44 |  | 0.25 | 4.36
| C49+C57+C58 | 1 |  | 17.43 |  | 0.25 | 4.3575
| C52 | 1 |  | 7.8 |  | 0.25 | 1.95
| Footing pedestal | 1 |  | 9.6 |  | 0.25 | 2.4
| C59/C60 | 2 |  | 7.66 |  | 0.25 | 3.83
| C64 | 1 |  | 9.44 |  | 0.25 | 2.36
| 65 | 1 |  | 7.8 |  | 0.25 | 1.95
Column formwork
| C1/C7/C62/C70 | 4 |  | 1.8 |  | 2.905 | 20.916
| C58 | 1 |  | 1.8 |  | 2.655 | 4.779
| C2/C9/C11/C18/C19/C69 | 6 |  | 1.8 |  | 2.655 | 28.674
| C10 | 1 |  | 1.8 |  | 2.905 | 5.229
| C3/C6 | 2 |  | 1.8 |  | 2.655 | 9.558
| C4/C5/C8/C12/C13/C14/C15/C16/C17/C28/C29/C32/C33/C34/C35/C38/C39/C42/C43/C49/C53/C54/C55/C61/C66/C67/C68 | 27 |  | 1.8 |  | 2.655 | 129.033
| C20/C27 | 2 |  | 1.8 |  | 2.655 | 9.558
| C21/C26/C48 | 3 |  | 1.8 |  | 2.655 | 14.337
| C22/C25/C44/C47 | 4 |  | 1.8 |  | 2.905 | 20.916
| C23/C24/C30/C31/C36/C37/C45/C46 | 8 |  | 1.5 |  | 2.905 | 34.86
| C40 | 1 |  | 1.8 |  | 2.905 | 5.229
| C41 | 1 |  | 1.8 |  | 2.905 | 5.229
| C50 | 1 |  | 1.8 |  | 2.905 | 5.229
| C51/C52/C56/C57 | 4 |  | 1.8 |  | 2.655 | 19.116
| C59/C60 | 2 |  | 1.66 |  | 2.905 | 9.6446
| lift wall | 2 |  | 10.19 |  | 2.455 | 50.0329
| C63 | 1 |  | 1.8 |  | 2.905 | 5.229
| C65 | 1 |  | 1.8 |  | 2.655 | 4.779
| C64 | 1 |  | 1.66 |  | 2.66 | 4.4156
| Water tank Retaining wall shuttering(Outer) | 2 |  | 29.2 |  | 3.5 | 204.4
| Water tank Retaining wall shuttering(Inner) | 2 |  | 27.04 |  | 3.5 | 189.28
| Wall shuttering | 1 |  | 18.04 |  | 0.45 | 8.118
| Water tank wall shuttering(Inner side) | 2 |  | 2.6 |  | 3.65 | 18.98
| Water tank wall shuttering(Inner side) | 2 |  | 5.5 |  | 3.65 | 40.15
| Water tank wall shuttering(Outer side) | 2 |  | 5.96 |  | 3.85 | 45.892
| Water tank wall shuttering(Outer side) | 2 |  | 3.06 |  | 3.85 | 23.562
| RCC WALL SHUTTERING OUTER | 168 |  |  |  | 3 | 504
| RCC WALL SHUTTERING INNER | 63 |  |  |  | 3 | 189
[6 empty] | Total | 1808.4701 | Sqm
02.04.02 | For suspended floor, shelves, landings
Slab Shuttering(Ground floor roof)
| S1 (Bathrrom area) | 4 |  | 4.62 |  | 2.52 | 46.5696
| S2 (Bathroom area) | 2 |  | 4.62 |  | 4.62 | 42.6888
| S1(Near bathrrom area) | 2 |  | 4.62 |  | 1.7 | 15.708
| Near cooling plant area | 1 |  | 2.07 |  | 4.62 | 9.5634
| S5 (Gallery) | 3 |  | 1.7 |  | 1.7 | 8.67
| S5 (Gallery) | 8 |  | 5.86 |  | 1.7 | 79.696
| S5 (Gallery) | 4 |  | 3 |  | 1.7 | 20.4
| S3(Room) | 1 |  | 2.93 |  | 5.345 | 15.6608
| S3(Room) | 1 |  | 2.7 |  | 5.345 | 14.4315
| S3(Room) | 14 |  | 2.815 |  | 5.345 | 210.6464
| S5 (Gallery) | 4 |  | 3 |  | 5.345 | 64.14
| Near cooling plant area | 1 |  | 4.62 |  | 2 | 9.24
| Air cooling plant area | 1 |  | 4.32 |  | 4.32 | 18.6624
| Gallery area | 1 |  | 7.6 |  | 1.7 | 12.92
| Near lift area | 1 |  | 1.815 |  | 2.95 | 5.3543
| Near Bathroom area | 1 |  | 5.345 |  | 1.7 | 9.0865
| Near Bathroom area | 1 |  | 4.62 |  | 1.7 | 7.854
| Fire lift side area | 1 |  | 3.015 |  | 1.7 | 5.1255
| Fire lift side area | 1 |  | 4.5 |  | 1.7 | 7.65
| Chajja shuttering | 4 |  | 9.46 |  | 0.45 | 17.028
| Shaft shuttering | 2 |  | 1.055 |  | 1.055 | 2.226
Slab Shuttering (First floor roof)
| S1 (Bathrrom area) | 4 |  | 4.62 |  | 2.52 | 46.5696
| S2 (Bathroom area) | 2 |  | 4.62 |  | 4.62 | 42.6888
| S1(Near bathrrom area) | 2 |  | 4.62 |  | 1.7 | 15.708
| Near cooling plant area | 1 |  | 2.07 |  | 4.62 | 9.5634
| S5 (Gallery) | 3 |  | 1.7 |  | 1.7 | 8.67
| S5 (Gallery) | 8 |  | 5.86 |  | 1.7 | 79.696
| S5 (Gallery) | 4 |  | 3 |  | 1.7 | 20.4
| S3(Room) | 1 |  | 2.93 |  | 5.345 | 15.6608
| S3(Room) | 1 |  | 2.7 |  | 5.345 | 14.4315
| S3(Room) | 14 |  | 2.815 |  | 5.345 | 210.6464
| S5 (Gallery) | 4 |  | 3 |  | 5.345 | 64.14
| Near cooling plant area | 1 |  | 4.62 |  | 2 | 9.24
| Air cooling plant area | 1 |  | 4.32 |  | 4.32 | 18.6624
| Gallery area | 1 |  | 7.6 |  | 1.7 | 12.92
| Near lift area | 1 |  | 1.815 |  | 2.95 | 5.3543
| Near Bathroom area | 1 |  | 5.345 |  | 1.7 | 9.0865
| Near Bathroom area | 1 |  | 4.62 |  | 1.7 | 7.854
| Fire lift side area | 1 |  | 3.015 |  | 1.7 | 5.1255
| Fire lift side area | 1 |  | 4.5 |  | 1.7 | 7.65
| Chajja shuttering | 4 |  | 9.46 |  | 0.45 | 17.028
| Shaft shuttering | 2 |  | 1.055 |  | 1.055 | 2.226
Slab Shuttering(Second floor roof)
| S1 (Bathrrom area) | 4 |  | 4.62 |  | 2.52 | 46.5696
| S2 (Bathroom area) | 2 |  | 4.62 |  | 4.62 | 42.6888
| S1(Near bathrrom area) | 2 |  | 4.62 |  | 1.7 | 15.708
| Near cooling plant area | 1 |  | 2.07 |  | 4.62 | 9.5634
| S5 (Gallery) | 3 |  | 1.7 |  | 1.7 | 8.67
| S5 (Gallery) | 8 |  | 5.86 |  | 1.7 | 79.696
| S5 (Gallery) | 4 |  | 3 |  | 1.7 | 20.4
| S3(Room) | 1 |  | 2.93 |  | 5.345 | 15.6608
| S3(Room) | 1 |  | 2.7 |  | 5.345 | 14.4315
| S3(Room) | 14 |  | 2.815 |  | 5.345 | 210.6464
| S5 (Gallery) | 4 |  | 3 |  | 5.345 | 64.14
| Near cooling plant area | 1 |  | 4.62 |  | 2 | 9.24
| Air cooling plant area | 1 |  | 4.32 |  | 4.32 | 18.6624
| Gallery area | 1 |  | 7.6 |  | 1.7 | 12.92
| Near lift area | 1 |  | 1.815 |  | 2.95 | 5.3543
| Near Bathroom area | 1 |  | 5.345 |  | 1.7 | 9.0865
| Near Bathroom area | 1 |  | 4.62 |  | 1.7 | 7.854
| Fire lift side area | 1 |  | 3.015 |  | 1.7 | 5.1255
| Fire lift side area | 1 |  | 4.5 |  | 1.7 | 7.65
| Chajja shuttering | 4 |  | 9.46 |  | 0.45 | 17.028
| Shaft shuttering | 2 |  | 1.055 |  | 1.055 | 2.226
| Corridor gallery | 2 |  | 2.18 |  | 1.7 | 7.412
| Corridor gallery | 1 |  | 6.34 |  | 1.7 | 10.778
Slab Shuttering (Third floor roof)
| S1 (Bathrrom area) | 4 |  | 4.62 |  | 2.52 | 46.5696
| S2 (Bathroom area) | 2 |  | 4.62 |  | 4.62 | 42.6888
| S1(Near bathrrom area) | 2 |  | 4.62 |  | 1.7 | 15.708
| Near cooling plant area | 1 |  | 2.07 |  | 4.62 | 9.5634
| S5 (Gallery) | 3 |  | 1.7 |  | 1.7 | 8.67
| S5 (Gallery) | 8 |  | 5.86 |  | 1.7 | 79.696
| S5 (Gallery) | 4 |  | 3 |  | 1.7 | 20.4
| S3(Room) | 1 |  | 2.93 |  | 5.345 | 15.6608
| S3(Room) | 1 |  | 2.7 |  | 5.345 | 14.4315
| S3(Room) | 14 |  | 2.815 |  | 5.345 | 210.6464
| S5 (Gallery) | 4 |  | 3 |  | 5.345 | 64.14
| Near cooling plant area | 1 |  | 4.62 |  | 2 | 9.24
| Air cooling plant area | 1 |  | 4.32 |  | 4.32 | 18.6624
| Gallery area | 1 |  | 7.6 |  | 1.7 | 12.92
| Near lift area | 1 |  | 1.815 |  | 2.95 | 5.3543
| Near Bathroom area | 1 |  | 5.345 |  | 1.7 | 9.0865
| Near Bathroom area | 1 |  | 4.62 |  | 1.7 | 7.854
| Fire lift side area | 1 |  | 3.015 |  | 1.7 | 5.1255
| Fire lift side area | 1 |  | 4.5 |  | 1.7 | 7.65
| Chajja shuttering | 4 |  | 9.46 |  | 0.45 | 17.028
| Shaft shuttering | 2 |  | 1.055 |  | 1.055 | 2.226
| Corridor gallery | 2 |  | 2.18 |  | 1.7 | 7.412
| Corridor gallery | 1 |  | 6.34 |  | 1.7 | 10.778
Slab Shuttering (Fourth floor roof)
| S1 (Bathrrom area) | 4 |  | 4.62 |  | 2.52 | 46.5696
| S2 (Bathroom area) | 2 |  | 4.62 |  | 4.62 | 42.6888
| S1(Near bathrrom area) | 2 |  | 4.62 |  | 1.7 | 15.708
| Near cooling plant area | 1 |  | 2.07 |  | 4.62 | 9.5634
| S5 (Gallery) | 3 |  | 1.7 |  | 1.7 | 8.67
| S5 (Gallery) | 8 |  | 5.86 |  | 1.7 | 79.696
| S5 (Gallery) | 4 |  | 3 |  | 1.7 | 20.4
| S3(Room) | 1 |  | 2.93 |  | 5.345 | 15.6608
| S3(Room) | 1 |  | 2.7 |  | 5.345 | 14.4315
| S3(Room) | 14 |  | 2.815 |  | 5.345 | 210.6464
| S5 (Gallery) | 4 |  | 3 |  | 5.345 | 64.14
| Near cooling plant area | 1 |  | 4.62 |  | 2 | 9.24
| Air cooling plant area | 1 |  | 4.32 |  | 4.32 | 18.6624
| Gallery area | 1 |  | 7.6 |  | 1.7 | 12.92
| Near lift area | 1 |  | 1.815 |  | 2.95 | 5.3543
| Near Bathroom area | 1 |  | 5.345 |  | 1.7 | 9.0865
| Near Bathroom area | 1 |  | 4.62 |  | 1.7 | 7.854
| Fire lift side area | 1 |  | 3.015 |  | 1.7 | 5.1255
| Fire lift side area | 1 |  | 4.5 |  | 1.7 | 7.65
| Chajja shuttering | 4 |  | 9.46 |  | 0.45 | 17.028
| Shaft shuttering | 2 |  | 1.055 |  | 1.055 | 2.226
| Corridor gallery | 2 |  | 2.18 |  | 1.7 | 7.412
| Corridor gallery | 1 |  | 6.34 |  | 1.7 | 10.778
Slab Shuttering (Fifth floor roof)
| S1 (Bathrrom area) | 4 |  | 4.62 |  | 2.52 | 46.5696
| S2 (Bathroom area) | 2 |  | 4.62 |  | 4.62 | 42.6888
| S1(Near bathrrom area) | 2 |  | 4.62 |  | 1.7 | 15.708
| Near cooling plant area | 1 |  | 2.07 |  | 4.62 | 9.5634
| S5 (Gallery) | 3 |  | 1.7 |  | 1.7 | 8.67
| S5 (Gallery) | 8 |  | 5.86 |  | 1.7 | 79.696
| S5 (Gallery) | 4 |  | 3 |  | 1.7 | 20.4
| S3(Room) | 1 |  | 2.93 |  | 5.345 | 15.6608
| S3(Room) | 1 |  | 2.7 |  | 5.345 | 14.4315
| S3(Room) | 14 |  | 2.815 |  | 5.345 | 210.6464
| S5 (Gallery) | 4 |  | 3 |  | 5.345 | 64.14
| Near cooling plant area | 1 |  | 4.62 |  | 2 | 9.24
| Air cooling plant area | 1 |  | 4.32 |  | 4.32 | 18.6624
| Gallery area | 1 |  | 7.6 |  | 1.7 | 12.92
| Near lift area | 1 |  | 1.815 |  | 2.95 | 5.3543
| Near Bathroom area | 1 |  | 5.345 |  | 1.7 | 9.0865
| Near Bathroom area | 1 |  | 4.62 |  | 1.7 | 7.854
| Fire lift side area | 1 |  | 3.015 |  | 1.7 | 5.1255
| Fire lift side area | 1 |  | 4.5 |  | 1.7 | 7.65
| Chajja shuttering | 4 |  | 9.46 |  | 0.45 | 17.028
| Shaft shuttering | 2 |  | 1.055 |  | 1.055 | 2.226
| Corridor gallery | 2 |  | 2.18 |  | 1.7 | 7.412
| Corridor gallery | 1 |  | 6.34 |  | 1.7 | 10.778
Slab Shuttering (Sixth floor roof)
| S1 (Bathrrom area) | 4 |  | 4.62 |  | 2.52 | 46.5696
| S2 (Bathroom area) | 2 |  | 4.62 |  | 4.62 | 42.6888
| S1(Near bathrrom area) | 2 |  | 4.62 |  | 1.7 | 15.708
| Near cooling plant area | 1 |  | 2.07 |  | 4.62 | 9.5634
| S5 (Gallery) | 3 |  | 1.7 |  | 1.7 | 8.67
| S5 (Gallery) | 8 |  | 5.86 |  | 1.7 | 79.696
| S5 (Gallery) | 4 |  | 3 |  | 1.7 | 20.4
| S3(Room) | 1 |  | 2.93 |  | 5.345 | 15.6608
| S3(Room) | 1 |  | 2.7 |  | 5.345 | 14.4315
| S3(Room) | 14 |  | 2.815 |  | 5.345 | 210.6464
| S5 (Gallery) | 4 |  | 3 |  | 5.345 | 64.14
| Near cooling plant area | 1 |  | 4.62 |  | 2 | 9.24
| Air cooling plant area | 1 |  | 4.32 |  | 4.32 | 18.6624
| Gallery area | 1 |  | 7.6 |  | 1.7 | 12.92
| Near lift area | 1 |  | 1.815 |  | 2.95 | 5.3543
| Near Bathroom area | 1 |  | 5.345 |  | 1.7 | 9.0865
| Near Bathroom area | 1 |  | 4.62 |  | 1.7 | 7.854
| Fire lift side area | 1 |  | 3.015 |  | 1.7 | 5.1255
| Fire lift side area | 1 |  | 4.5 |  | 1.7 | 7.65
| Chajja shuttering | 4 |  | 9.46 |  | 0.45 | 17.028
| Shaft shuttering | 2 |  | 1.055 |  | 1.055 | 2.226
| Corridor gallery | 2 |  | 2.18 |  | 1.7 | 7.412
| Corridor gallery | 1 |  | 6.34 |  | 1.7 | 10.778
O.H.W Water tank. Slab
| Grid M to L /9 to 10 | 1 |  | 5.42 |  | 2.43 | 13.1706
| Grid L to K /10 to 11 | 1 |  | 5.42 |  | 2.43 | 13.1706
| Grid G to F / 3 to 4 | 1 |  | 5.42 |  | 2.43 | 13.1706
| Grid 4 to 5/ E to F | 1 |  | 5.42 |  | 2.4333 | 13.1887
| Machine room slab shuttering | 1 |  | 3.46 |  | 2.82 | 9.7572
| Machine room mumty slab | 1 |  | 7.88 |  | 7.575 | 59.691
| BH-IV/ RCC/RMC/ ROOF SLAB/ Mumty Slab | 1 |  | 4.5 |  | 6.965 | 31.3425
| O.H.W Water tank top slab | 4 |  | 5.22 |  | 2.2 | 45.936
| Water tank slab shuttering | 1 |  | 3.06 |  | 5.96 | 18.2376
| Cut out deduction | 1 |  | 0.9 |  | 0.9 | 0.81
| Washbasin counter slab shuttering | 14 |  | 3.23 |  | 0.6 | 27.132
| Warden room washbasin counter slab | 1 |  | 1.5 |  | 0.6 | 0.9
| Handicap toilet counter slab | 1 |  | 1.22 |  | 0.6 | 0.732
[6 empty] | Total | 4701.4379 | Sqm
02.04.03 | For beams, lintels etc.
| PB1/PB25 | 4 |  | 4.32 |  | 0.45 | 7.776
| PB2/PB23 | 4 |  | 5.975 |  | 0.45 | 10.755
| PB3 | 2 |  | 15.32 |  | 0.45 | 13.788
| PB4/PB20 | 4 |  | 9.14 |  | 0.45 | 16.452
| PB5 | 2 |  | 6.321 |  | 0.45 | 5.6889
| PB6 | 8 |  | 1.765 |  | 0.45 | 6.354
| PB7 | 4 |  | 1.765 |  | 0.45 | 3.177
| PB8 | 2 |  | 6.621 |  | 0.45 | 5.9589
| PB9 | 2 |  | 25.061 |  | 0.45 | 22.5549
| PB10 | 2 |  | 30.01 |  | 0.45 | 27.009
| PB11 | 8 |  | 5.344 |  | 0.45 | 19.2384
| PB12 | 8 |  | 4.745 |  | 0.45 | 17.082
| PB13 | 2 |  | 4.36 |  | 0.45 | 3.924
| PB14 | 2 |  | 7.675 |  | 0.45 | 6.9075
| PB15 | 2 |  | 30.01 |  | 0.45 | 27.009
| PB16 | 2 |  | 31.01 |  | 0.45 | 27.909
| PB17 | 2 |  | 4.674 |  | 0.45 | 4.2066
| PB18 | 2 |  | 1.917 |  | 0.45 | 1.7253
| PB21 | 2 |  | 6.075 |  | 0.45 | 5.4675
| PB22 | 2 |  | 14.72 |  | 0.45 | 13.248
| PB24 | 2 |  | 7.044 |  | 0.45 | 6.3396
| PB26 | 2 |  | 4.322 |  | 0.45 | 3.8898
| PB27/PB51 | 4 |  | 5.816 |  | 0.45 | 10.4688
| PB29 | 2 |  | 14.72 |  | 0.45 | 13.248
| PB30 | 2 |  | 7.412 |  | 0.45 | 6.6708
| PB31 | 2 |  | 1.697 |  | 0.45 | 1.5273
| PB32/PB48 | 4 |  | 2.22 |  | 0.45 | 3.996
| PB33 | 8 |  | 1.765 |  | 0.45 | 6.354
| PB34 | 2 |  | 2.95 |  | 0.45 | 2.655
| PB35 | 4 |  | 1.765 |  | 0.45 | 3.177
| PB37 | 2 |  | 30.368 |  | 0.45 | 27.3312
| PB39 | 2 |  | 4.744 |  | 0.45 | 4.2696
| PB40 | 4 |  | 14.415 |  | 0.45 | 25.947
| PB41 | 4 |  | 4.745 |  | 0.45 | 8.541
| PB42 | 2 |  | 5.345 |  | 0.45 | 4.8105
| PB43 | 4 |  | 5.345 |  | 0.45 | 9.621
| PB44 | 6 |  | 4.745 |  | 0.45 | 12.8115
| PB45 | 2 |  | 4.745 |  | 0.45 | 4.2705
| PB46 | 2 |  | 24.953 |  | 0.45 | 22.4577
| PB47 | 2 |  | 4.323 |  | 0.45 | 3.8907
| PB48 | 2 |  | 2.22 |  | 0.45 | 1.998
| PB49 | 2 |  | 6.021 |  | 0.45 | 5.4189
| PB50 | 2 |  | 17.317 |  | 0.45 | 15.5853
| PB52 | 2 |  | 4.32 |  | 0.45 | 3.888
| PB53 | 2 |  | 5.977 |  | 0.45 | 5.3793
| PB54 | 2 |  | 5.977 |  | 0.45 | 5.3793
| shaft beam shuttering | 8 |  | 2.07 |  | 0.45 | 7.452
| shaft beam shuttering | 8 |  | 3.17 |  | 0.45 | 11.412
| shaft beam shuttering | 8 |  | 1.32 |  | 0.45 | 4.752
| Courtyard shaft beam shuttering | 8 |  | 3 |  | 0.45 | 10.8
| Chajja shuttering | 12 |  | 1.9 |  | 0.75 | 17.1
Beam formwork(Ground floor roof)
| B1/B20(outer side) | 2 |  | 4.32 |  | 0.45 | 3.888
| side | 2 |  | 4.32 |  | 0.3 | 2.592
| side | 2 |  | 4.32 |  | 0.3 | 2.592
| B2(outer side) | 1 |  | 15.32 |  | 0.45 | 6.894
| side | 1 |  | 15.32 |  | 0.3 | 4.596
| side | 1 |  | 15.32 |  | 0.3 | 4.596
| B3 | 1 |  | 5.72 |  | 0.45 | 2.574
| side | 1 |  | 5.72 |  | 0.3 | 1.716
| side | 1 |  | 5.72 |  | 0.3 | 1.716
| B4/B17 | 2 |  | 8.84 |  | 0.3 | 5.304
| side | 2 |  | 8.84 |  | 0.3 | 5.304
| side | 2 |  | 8.84 |  | 0.3 | 5.304
| B5 | 1 |  | 4.622 |  | 0.3 | 1.3866
| side | 1 |  | 4.62 |  | 0.3 | 1.386
| side | 1 |  | 4.62 |  | 0.3 | 1.386
| B6 | 1 |  | 24.96 |  | 0.3 | 7.488
| side | 1 |  | 24.96 |  | 0.3 | 7.488
| side | 1 |  | 24.96 |  | 0.3 | 7.488
| B7 | 1 |  | 9.49 |  | 0.3 | 2.847
| side | 1 |  | 9.49 |  | 0.3 | 2.847
| side | 1 |  | 9.49 |  | 0.3 | 2.847
| B7 | 1 |  | 14.42 |  | 0.9 | 12.978
| side | 1 |  | 14.42 |  | 0.75 | 10.815
| side | 1 |  | 14.42 |  | 0.23 | 3.3166
| B8 | 4 |  | 5.345 |  | 0.3 | 6.414
| side | 4 |  | 5.35 |  | 0.3 | 6.42
| side | 4 |  | 5.35 |  | 0.23 | 4.922
| B9/B10 | 4 |  | 4.745 |  | 0.3 | 5.694
| side | 4 |  | 4.75 |  | 0.3 | 5.7
| side | 4 |  | 4.75 |  | 0.3 | 5.7
| B12 | 1 |  | 12.505 |  | 0.3 | 3.7515
| side | 1 |  | 12.51 |  | 0.3 | 3.753
| side | 1 |  | 12.51 |  | 0.3 | 3.753
| B12 | 1 |  | 14.42 |  | 0.75 | 10.815
| side | 1 |  | 14.42 |  | 0.9 | 12.978
| side | 1 |  | 14.42 |  | 0.23 | 3.3166
| B12 | 1 |  | 4.36 |  | 0.23 | 1.0028
| side | 1 |  | 4.36 |  | 0.45 | 1.962
| side | 1 |  | 4.36 |  | 0.3 | 1.308
| B13 | 1 |  | 28.84 |  | 0.3 | 8.652
| side | 1 |  | 22.96 |  | 0.3 | 6.888
| side | 1 |  | 22.96 |  | 0.3 | 6.888
| side | 1 |  | 5.88 |  | 0.3 | 1.764
| side | 1 |  | 5.88 |  | 0.45 | 2.646
| B14 | 1 |  | 4.074 |  | 0.23 | 0.93702
| side | 1 |  | 4.07 |  | 0.3 | 1.221
| side | 1 |  | 4.07 |  | 0.45 | 1.8315
| B15 | 1 |  | 2.215 |  | 0.23 | 0.50945
| side | 2 |  | 2.2 |  | 0.3 | 1.32
| B18 | 1 |  | 20.795 |  | 0.45 | 9.3578
| side | 1 |  | 20.8 |  | 0.3 | 6.24
| side | 1 |  | 20.8 |  | 0.3 | 6.24
| B22/B42 | 2 |  | 4.322 |  | 0.45 | 3.8898
| side | 2 |  | 4.32 |  | 0.3 | 2.592
| side | 2 |  | 4.32 |  | 0.3 | 2.592
| B24 | 1 |  | 14.72 |  | 0.45 | 6.624
| side | 1 |  | 14.72 |  | 0.3 | 4.416
| side | 1 |  | 14.72 |  | 0.3 | 4.416
| B26 | 1 |  | 8.84 |  | 0.3 | 2.652
| side | 1 |  | 4.924 |  | 0.3 | 1.4772
| side | 1 |  | 4.92 |  | 0.3 | 1.476
| side | 1 |  | 3.916 |  | 0.45 | 1.7622
| side | 1 |  | 3.92 |  | 0.3 | 1.176
| B29 | 1 |  | 30.366 |  | 0.3 | 9.1098
| side | 2 |  | 28.153 |  | 0.3 | 16.8918
| side | 1 |  | 2.217 |  | 0.45 | 0.99765
| side | 1 |  | 2.217 |  | 0.3 | 0.6651
| B31 | 1 |  | 9.49 |  | 0.3 | 2.847
| side | 2 |  | 9.49 |  | 0.3 | 5.694
| B31 | 1 |  | 14.42 |  | 0.23 | 3.3166
| side | 1 |  | 14.42 |  | 0.75 | 10.815
| side | 1 |  | 14.42 |  | 0.9 | 12.978
| B32/B33 | 4 |  | 5.345 |  | 0.3 | 6.414
| side | 4 |  | 5.35 |  | 0.3 | 6.42
| side | 4 |  | 5.35 |  | 0.23 | 4.922
| B34/B35 | 4 |  | 4.745 |  | 0.3 | 5.694
| side | 4 |  | 4.75 |  | 0.3 | 5.7
| side | 4 |  | 4.75 |  | 0.3 | 5.7
| B36 | 1 |  | 9.49 |  | 0.3 | 2.847
| side | 1 |  | 9.49 |  | 0.3 | 2.847
| side | 1 |  | 9.49 |  | 0.3 | 2.847
| B36 | 1 |  | 14.42 |  | 0.9 | 12.978
| side | 1 |  | 14.42 |  | 0.75 | 10.815
| side | 1 |  | 14.42 |  | 0.23 | 3.3166
| B37 | 1 |  | 24.96 |  | 0.3 | 7.488
| side | 1 |  | 22.74 |  | 0.3 | 6.822
| side | 1 |  | 22.74 |  | 0.3 | 6.822
| side | 1 |  | 2.22 |  | 0.45 | 0.999
| side | 1 |  | 2.22 |  | 0.3 | 0.666
| B38 | 1 |  | 4.323 |  | 0.3 | 1.2969
| side | 1 |  | 4.32 |  | 0.3 | 1.296
| side | 1 |  | 4.32 |  | 0.23 | 0.9936
| B39 | 1 |  | 7.14 |  | 0.3 | 2.142
| side | 1 |  | 4.92 |  | 0.3 | 1.476
| side | 1 |  | 4.92 |  | 0.3 | 1.476
| side | 1 |  | 2.22 |  | 0.45 | 0.999
| side | 1 |  | 2.22 |  | 0.3 | 0.666
| B40 | 1 |  | 6.02 |  | 0.45 | 2.709
| side | 1 |  | 6.02 |  | 0.3 | 1.806
| side | 1 |  | 6.02 |  | 0.3 | 1.806
| B41 | 1 |  | 16.42 |  | 0.45 | 7.389
| side | 1 |  | 16.42 |  | 0.3 | 4.926
| side | 1 |  | 16.42 |  | 0.3 | 4.926
| B43/B44 | 2 |  | 4.28 |  | 0.45 | 3.852
| side | 2 |  | 4.28 |  | 0.45 | 3.852
| side | 2 |  | 4.28 |  | 0.23 | 1.9688
| Beam formwork(First floor roof) | [5 empty] | 0
| B1/B20(outer side) | 2 |  | 4.32 |  | 0.45 | 3.888
| side | 2 |  | 4.32 |  | 0.3 | 2.592
| side | 2 |  | 4.32 |  | 0.3 | 2.592
| B2(outer side) | 1 |  | 15.32 |  | 0.45 | 6.894
| side | 1 |  | 15.32 |  | 0.3 | 4.596
| side | 1 |  | 15.32 |  | 0.3 | 4.596
| B3 | 1 |  | 5.72 |  | 0.45 | 2.574
| side | 1 |  | 5.72 |  | 0.3 | 1.716
| side | 1 |  | 5.72 |  | 0.3 | 1.716
| B4/B17 | 2 |  | 8.84 |  | 0.3 | 5.304
| side | 2 |  | 8.84 |  | 0.3 | 5.304
| side | 2 |  | 8.84 |  | 0.3 | 5.304
| B5 | 1 |  | 4.622 |  | 0.3 | 1.3866
| side | 1 |  | 4.62 |  | 0.3 | 1.386
| side | 1 |  | 4.62 |  | 0.3 | 1.386
| B6 | 1 |  | 24.96 |  | 0.3 | 7.488
| side | 1 |  | 24.96 |  | 0.3 | 7.488
| side | 1 |  | 24.96 |  | 0.3 | 7.488
| B7 | 1 |  | 9.49 |  | 0.3 | 2.847
| side | 1 |  | 9.49 |  | 0.3 | 2.847
| side | 1 |  | 9.49 |  | 0.3 | 2.847
| B7 | 1 |  | 14.42 |  | 0.9 | 12.978
| side | 1 |  | 14.42 |  | 0.75 | 10.815
| side | 1 |  | 14.42 |  | 0.23 | 3.3166
| B8 | 4 |  | 5.345 |  | 0.3 | 6.414
| side | 4 |  | 5.35 |  | 0.3 | 6.42
| side | 4 |  | 5.35 |  | 0.23 | 4.922
| B9/B10 | 4 |  | 4.745 |  | 0.3 | 5.694
| side | 4 |  | 4.75 |  | 0.3 | 5.7
| side | 4 |  | 4.75 |  | 0.3 | 5.7
| B12 | 1 |  | 12.505 |  | 0.3 | 3.7515
| side | 1 |  | 12.51 |  | 0.3 | 3.753
| side | 1 |  | 12.51 |  | 0.3 | 3.753
| B12 | 1 |  | 14.42 |  | 0.75 | 10.815
| side | 1 |  | 14.42 |  | 0.9 | 12.978
| side | 1 |  | 14.42 |  | 0.23 | 3.3166
| B12 | 1 |  | 4.36 |  | 0.23 | 1.0028
| side | 1 |  | 4.36 |  | 0.45 | 1.962
| side | 1 |  | 4.36 |  | 0.3 | 1.308
| B13 | 1 |  | 28.84 |  | 0.3 | 8.652
| side | 1 |  | 22.96 |  | 0.3 | 6.888
| side | 1 |  | 22.96 |  | 0.3 | 6.888
| side | 1 |  | 5.88 |  | 0.3 | 1.764
| side | 1 |  | 5.88 |  | 0.45 | 2.646
| B14 | 1 |  | 4.074 |  | 0.23 | 0.93702
| side | 1 |  | 4.07 |  | 0.3 | 1.221
| side | 1 |  | 4.07 |  | 0.45 | 1.8315
| B15 | 1 |  | 2.215 |  | 0.23 | 0.50945
| side | 2 |  | 2.2 |  | 0.3 | 1.32
| B18 | 1 |  | 20.795 |  | 0.45 | 9.3578
| side | 1 |  | 20.8 |  | 0.3 | 6.24
| side | 1 |  | 20.8 |  | 0.3 | 6.24
| B22/B42 | 2 |  | 4.322 |  | 0.45 | 3.8898
| side | 2 |  | 4.32 |  | 0.3 | 2.592
| side | 2 |  | 4.32 |  | 0.3 | 2.592
| B24 | 1 |  | 14.72 |  | 0.45 | 6.624
| side | 1 |  | 14.72 |  | 0.3 | 4.416
| side | 1 |  | 14.72 |  | 0.3 | 4.416
| B26 | 1 |  | 8.84 |  | 0.3 | 2.652
| side | 1 |  | 4.924 |  | 0.3 | 1.4772
| side | 1 |  | 4.92 |  | 0.3 | 1.476
| side | 1 |  | 3.916 |  | 0.45 | 1.7622
| side | 1 |  | 3.92 |  | 0.3 | 1.176
| B29 | 1 |  | 30.366 |  | 0.3 | 9.1098
| side | 2 |  | 28.153 |  | 0.3 | 16.8918
| side | 1 |  | 2.217 |  | 0.45 | 0.99765
| side | 1 |  | 2.217 |  | 0.3 | 0.6651
| B31 | 1 |  | 9.49 |  | 0.3 | 2.847
| side | 2 |  | 9.49 |  | 0.3 | 5.694
| B31 | 1 |  | 14.42 |  | 0.23 | 3.3166
| side | 1 |  | 14.42 |  | 0.75 | 10.815
| side | 1 |  | 14.42 |  | 0.9 | 12.978
| B32/B33 | 4 |  | 5.345 |  | 0.3 | 6.414
| side | 4 |  | 5.35 |  | 0.3 | 6.42
| side | 4 |  | 5.35 |  | 0.23 | 4.922
| B34/B35 | 4 |  | 4.745 |  | 0.3 | 5.694
| side | 4 |  | 4.75 |  | 0.3 | 5.7
| side | 4 |  | 4.75 |  | 0.3 | 5.7
| B36 | 1 |  | 9.49 |  | 0.3 | 2.847
| side | 1 |  | 9.49 |  | 0.3 | 2.847
| side | 1 |  | 9.49 |  | 0.3 | 2.847
| B36 | 1 |  | 14.42 |  | 0.9 | 12.978
| side | 1 |  | 14.42 |  | 0.75 | 10.815
| side | 1 |  | 14.42 |  | 0.23 | 3.3166
| B37 | 1 |  | 24.96 |  | 0.3 | 7.488
| side | 1 |  | 22.74 |  | 0.3 | 6.822
| side | 1 |  | 22.74 |  | 0.3 | 6.822
| side | 1 |  | 2.22 |  | 0.45 | 0.999
| side | 1 |  | 2.22 |  | 0.3 | 0.666
| B38 | 1 |  | 4.323 |  | 0.3 | 1.2969
| side | 1 |  | 4.32 |  | 0.3 | 1.296
| side | 1 |  | 4.32 |  | 0.23 | 0.9936
| B39 | 1 |  | 7.14 |  | 0.3 | 2.142
| side | 1 |  | 4.92 |  | 0.3 | 1.476
| side | 1 |  | 4.92 |  | 0.3 | 1.476
| side | 1 |  | 2.22 |  | 0.45 | 0.999
| side | 1 |  | 2.22 |  | 0.3 | 0.666
| B40 | 1 |  | 6.02 |  | 0.45 | 2.709
| side | 1 |  | 6.02 |  | 0.3 | 1.806
| side | 1 |  | 6.02 |  | 0.3 | 1.806
| B41 | 1 |  | 16.42 |  | 0.45 | 7.389
| side | 1 |  | 16.42 |  | 0.3 | 4.926
| side | 1 |  | 16.42 |  | 0.3 | 4.926
| B43/B44 | 2 |  | 4.28 |  | 0.45 | 3.852
| side | 2 |  | 4.28 |  | 0.45 | 3.852
| side | 2 |  | 4.28 |  | 0.23 | 1.9688
Beam formwork(Second floor roof)
| B1/B20(outer side) | 2 |  | 4.32 |  | 0.45 | 3.888
| side | 2 |  | 4.32 |  | 0.3 | 2.592
| side | 2 |  | 4.32 |  | 0.3 | 2.592
| B2(outer side) | 1 |  | 15.32 |  | 0.45 | 6.894
| side | 1 |  | 15.32 |  | 0.3 | 4.596
| side | 1 |  | 15.32 |  | 0.3 | 4.596
| B3 | 1 |  | 5.72 |  | 0.45 | 2.574
| side | 1 |  | 5.72 |  | 0.3 | 1.716
| side | 1 |  | 5.72 |  | 0.3 | 1.716
| B4/B17 | 2 |  | 8.84 |  | 0.3 | 5.304
| side | 2 |  | 8.84 |  | 0.3 | 5.304
| side | 2 |  | 8.84 |  | 0.3 | 5.304
| B5 | 1 |  | 4.622 |  | 0.3 | 1.3866
| side | 1 |  | 4.62 |  | 0.3 | 1.386
| side | 1 |  | 4.62 |  | 0.3 | 1.386
| B6 | 1 |  | 24.96 |  | 0.3 | 7.488
| side | 1 |  | 24.96 |  | 0.3 | 7.488
| side | 1 |  | 24.96 |  | 0.3 | 7.488
| B7 | 1 |  | 9.49 |  | 0.3 | 2.847
| side | 1 |  | 9.49 |  | 0.3 | 2.847
| side | 1 |  | 9.49 |  | 0.3 | 2.847
| B7 | 1 |  | 14.42 |  | 0.9 | 12.978
| side | 1 |  | 14.42 |  | 0.75 | 10.815
| side | 1 |  | 14.42 |  | 0.23 | 3.3166
| B8 | 4 |  | 5.345 |  | 0.3 | 6.414
| side | 4 |  | 5.35 |  | 0.3 | 6.42
| side | 4 |  | 5.35 |  | 0.23 | 4.922
| B9/B10 | 4 |  | 4.745 |  | 0.3 | 5.694
| side | 4 |  | 4.75 |  | 0.3 | 5.7
| side | 4 |  | 4.75 |  | 0.3 | 5.7
| B12 | 1 |  | 12.505 |  | 0.3 | 3.7515
| side | 1 |  | 12.51 |  | 0.3 | 3.753
| side | 1 |  | 12.51 |  | 0.3 | 3.753
| B12 | 1 |  | 14.42 |  | 0.75 | 10.815
| side | 1 |  | 14.42 |  | 0.9 | 12.978
| side | 1 |  | 14.42 |  | 0.23 | 3.3166
| B12 | 1 |  | 4.36 |  | 0.23 | 1.0028
| side | 1 |  | 4.36 |  | 0.45 | 1.962
| side | 1 |  | 4.36 |  | 0.3 | 1.308
| B13 | 1 |  | 28.84 |  | 0.3 | 8.652
| side | 1 |  | 22.96 |  | 0.3 | 6.888
| side | 1 |  | 22.96 |  | 0.3 | 6.888
| side | 1 |  | 5.88 |  | 0.3 | 1.764
| side | 1 |  | 5.88 |  | 0.45 | 2.646
| B14 | 1 |  | 4.074 |  | 0.23 | 0.93702
| side | 1 |  | 4.07 |  | 0.3 | 1.221
| side | 1 |  | 4.07 |  | 0.45 | 1.8315
| B15 | 1 |  | 2.215 |  | 0.23 | 0.50945
| side | 2 |  | 2.2 |  | 0.3 | 1.32
| B18 | 1 |  | 20.795 |  | 0.45 | 9.3578
| side | 1 |  | 20.8 |  | 0.3 | 6.24
| side | 1 |  | 20.8 |  | 0.3 | 6.24
| B18/B20/B21/B22 | 4 |  | 1.7 |  | 0.3 | 2.04
| side | 4 |  | 1.7 |  | 0.3 | 2.04
| side | 4 |  | 1.7 |  | 0.3 | 2.04
| B22/B42 | 2 |  | 4.322 |  | 0.45 | 3.8898
| side | 2 |  | 4.32 |  | 0.3 | 2.592
| side | 2 |  | 4.32 |  | 0.3 | 2.592
| B24 | 1 |  | 14.72 |  | 0.45 | 6.624
| side | 1 |  | 14.72 |  | 0.3 | 4.416
| side | 1 |  | 14.72 |  | 0.3 | 4.416
| B26 | 1 |  | 8.84 |  | 0.3 | 2.652
| side | 1 |  | 4.924 |  | 0.3 | 1.4772
| side | 1 |  | 4.92 |  | 0.3 | 1.476
| side | 1 |  | 3.916 |  | 0.45 | 1.7622
| side | 1 |  | 3.92 |  | 0.3 | 1.176
| B28/B30 | 2 |  | 10.4 |  | 0.3 | 6.24
| side | 2 |  | 10.4 |  | 0.45 | 9.36
| side | 2 |  | 10.4 |  | 0.3 | 6.24
| B29 | 1 |  | 30.366 |  | 0.3 | 9.1098
| side | 2 |  | 28.153 |  | 0.3 | 16.8918
| side | 1 |  | 2.217 |  | 0.45 | 0.99765
| side | 1 |  | 2.217 |  | 0.3 | 0.6651
| B31 | 1 |  | 9.49 |  | 0.3 | 2.847
| side | 2 |  | 9.49 |  | 0.3 | 5.694
| B31 | 1 |  | 14.42 |  | 0.23 | 3.3166
| side | 1 |  | 14.42 |  | 0.75 | 10.815
| side | 1 |  | 14.42 |  | 0.9 | 12.978
| B32/B33 | 4 |  | 5.345 |  | 0.3 | 6.414
| side | 4 |  | 5.35 |  | 0.3 | 6.42
| side | 4 |  | 5.35 |  | 0.23 | 4.922
| B34/B35 | 4 |  | 4.745 |  | 0.3 | 5.694
| side | 4 |  | 4.75 |  | 0.3 | 5.7
| side | 4 |  | 4.75 |  | 0.3 | 5.7
| B36 | 1 |  | 9.49 |  | 0.3 | 2.847
| side | 1 |  | 9.49 |  | 0.3 | 2.847
| side | 1 |  | 9.49 |  | 0.3 | 2.847
| B36 | 1 |  | 14.42 |  | 0.9 | 12.978
| side | 1 |  | 14.42 |  | 0.75 | 10.815
| side | 1 |  | 14.42 |  | 0.23 | 3.3166
| B37 | 1 |  | 24.96 |  | 0.3 | 7.488
| side | 1 |  | 22.74 |  | 0.3 | 6.822
| side | 1 |  | 22.74 |  | 0.3 | 6.822
| side | 1 |  | 2.22 |  | 0.45 | 0.999
| side | 1 |  | 2.22 |  | 0.3 | 0.666
| B38 | 1 |  | 4.323 |  | 0.3 | 1.2969
| side | 1 |  | 4.32 |  | 0.3 | 1.296
| side | 1 |  | 4.32 |  | 0.23 | 0.9936
| B39 | 1 |  | 7.14 |  | 0.3 | 2.142
| side | 1 |  | 4.92 |  | 0.3 | 1.476
| side | 1 |  | 4.92 |  | 0.3 | 1.476
| side | 1 |  | 2.22 |  | 0.45 | 0.999
| side | 1 |  | 2.22 |  | 0.3 | 0.666
| B40 | 1 |  | 6.02 |  | 0.45 | 2.709
| side | 1 |  | 6.02 |  | 0.3 | 1.806
| side | 1 |  | 6.02 |  | 0.3 | 1.806
| B41 | 1 |  | 16.42 |  | 0.45 | 7.389
| side | 1 |  | 16.42 |  | 0.3 | 4.926
| side | 1 |  | 16.42 |  | 0.3 | 4.926
| B43/B44 | 2 |  | 4.28 |  | 0.45 | 3.852
| side | 2 |  | 4.28 |  | 0.45 | 3.852
| side | 2 |  | 4.28 |  | 0.23 | 1.9688 |  |  |  |  | `
Beam formwork(Third floor roof)
| B1/B20(outer side) | 2 |  | 4.32 |  | 0.45 | 3.888
| side | 2 |  | 4.32 |  | 0.3 | 2.592
| side | 2 |  | 4.32 |  | 0.3 | 2.592
| B2(outer side) | 1 |  | 15.32 |  | 0.45 | 6.894
| side | 1 |  | 15.32 |  | 0.3 | 4.596
| side | 1 |  | 15.32 |  | 0.3 | 4.596
| B3 | 1 |  | 5.72 |  | 0.45 | 2.574
| side | 1 |  | 5.72 |  | 0.3 | 1.716
| side | 1 |  | 5.72 |  | 0.3 | 1.716
| B4/B17 | 2 |  | 8.84 |  | 0.3 | 5.304
| side | 2 |  | 8.84 |  | 0.3 | 5.304
| side | 2 |  | 8.84 |  | 0.3 | 5.304
| B5 | 1 |  | 4.622 |  | 0.3 | 1.3866
| side | 1 |  | 4.62 |  | 0.3 | 1.386
| side | 1 |  | 4.62 |  | 0.3 | 1.386
| B6 | 1 |  | 24.96 |  | 0.3 | 7.488
| side | 1 |  | 24.96 |  | 0.3 | 7.488
| side | 1 |  | 24.96 |  | 0.3 | 7.488
| B7 | 1 |  | 9.49 |  | 0.3 | 2.847
| side | 1 |  | 9.49 |  | 0.3 | 2.847
| side | 1 |  | 9.49 |  | 0.3 | 2.847
| B7 | 1 |  | 14.42 |  | 0.9 | 12.978
| side | 1 |  | 14.42 |  | 0.75 | 10.815
| side | 1 |  | 14.42 |  | 0.23 | 3.3166
| B8 | 4 |  | 5.345 |  | 0.3 | 6.414
| side | 4 |  | 5.35 |  | 0.3 | 6.42
| side | 4 |  | 5.35 |  | 0.23 | 4.922
| B9/B10 | 4 |  | 4.745 |  | 0.3 | 5.694
| side | 4 |  | 4.75 |  | 0.3 | 5.7
| side | 4 |  | 4.75 |  | 0.3 | 5.7
| B12 | 1 |  | 12.505 |  | 0.3 | 3.7515
| side | 1 |  | 12.51 |  | 0.3 | 3.753
| side | 1 |  | 12.51 |  | 0.3 | 3.753
| B12 | 1 |  | 14.42 |  | 0.75 | 10.815
| side | 1 |  | 14.42 |  | 0.9 | 12.978
| side | 1 |  | 14.42 |  | 0.23 | 3.3166
| B12 | 1 |  | 4.36 |  | 0.23 | 1.0028
| side | 1 |  | 4.36 |  | 0.45 | 1.962
| side | 1 |  | 4.36 |  | 0.3 | 1.308
| B13 | 1 |  | 28.84 |  | 0.3 | 8.652
| side | 1 |  | 22.96 |  | 0.3 | 6.888
| side | 1 |  | 22.96 |  | 0.3 | 6.888
| side | 1 |  | 5.88 |  | 0.3 | 1.764
| side | 1 |  | 5.88 |  | 0.45 | 2.646
| B14 | 1 |  | 4.074 |  | 0.23 | 0.93702
| side | 1 |  | 4.07 |  | 0.3 | 1.221
| side | 1 |  | 4.07 |  | 0.45 | 1.8315
| B15 | 1 |  | 2.215 |  | 0.23 | 0.50945
| side | 2 |  | 2.2 |  | 0.3 | 1.32
| B18 | 1 |  | 20.795 |  | 0.45 | 9.3578
| side | 1 |  | 20.8 |  | 0.3 | 6.24
| side | 1 |  | 20.8 |  | 0.3 | 6.24
| B18/B20/B21/B22 | 4 |  | 1.7 |  | 0.3 | 2.04
| side | 4 |  | 1.7 |  | 0.3 | 2.04
| side | 4 |  | 1.7 |  | 0.3 | 2.04
| B22/B42 | 2 |  | 4.322 |  | 0.45 | 3.8898
| side | 2 |  | 4.32 |  | 0.3 | 2.592
| side | 2 |  | 4.32 |  | 0.3 | 2.592
| B24 | 1 |  | 14.72 |  | 0.45 | 6.624
| side | 1 |  | 14.72 |  | 0.3 | 4.416
| side | 1 |  | 14.72 |  | 0.3 | 4.416
| B26 | 1 |  | 8.84 |  | 0.3 | 2.652
| side | 1 |  | 4.924 |  | 0.3 | 1.4772
| side | 1 |  | 4.92 |  | 0.3 | 1.476
| side | 1 |  | 3.916 |  | 0.45 | 1.7622
| side | 1 |  | 3.92 |  | 0.3 | 1.176
| B28/B30 | 2 |  | 10.4 |  | 0.3 | 6.24
| side | 2 |  | 10.4 |  | 0.45 | 9.36
| side | 2 |  | 10.4 |  | 0.3 | 6.24
| B29 | 1 |  | 30.366 |  | 0.3 | 9.1098
| side | 2 |  | 28.153 |  | 0.3 | 16.8918
| side | 1 |  | 2.217 |  | 0.45 | 0.99765
| side | 1 |  | 2.217 |  | 0.3 | 0.6651
| B31 | 1 |  | 9.49 |  | 0.3 | 2.847
| side | 2 |  | 9.49 |  | 0.3 | 5.694
| B31 | 1 |  | 14.42 |  | 0.23 | 3.3166
| side | 1 |  | 14.42 |  | 0.75 | 10.815
| side | 1 |  | 14.42 |  | 0.9 | 12.978
| B32/B33 | 4 |  | 5.345 |  | 0.3 | 6.414
| side | 4 |  | 5.35 |  | 0.3 | 6.42
| side | 4 |  | 5.35 |  | 0.23 | 4.922
| B34/B35 | 4 |  | 4.745 |  | 0.3 | 5.694
| side | 4 |  | 4.75 |  | 0.3 | 5.7
| side | 4 |  | 4.75 |  | 0.3 | 5.7
| B36 | 1 |  | 9.49 |  | 0.3 | 2.847
| side | 1 |  | 9.49 |  | 0.3 | 2.847
| side | 1 |  | 9.49 |  | 0.3 | 2.847
| B36 | 1 |  | 14.42 |  | 0.9 | 12.978
| side | 1 |  | 14.42 |  | 0.75 | 10.815
| side | 1 |  | 14.42 |  | 0.23 | 3.3166
| B37 | 1 |  | 24.96 |  | 0.3 | 7.488
| side | 1 |  | 22.74 |  | 0.3 | 6.822
| side | 1 |  | 22.74 |  | 0.3 | 6.822
| side | 1 |  | 2.22 |  | 0.45 | 0.999
| side | 1 |  | 2.22 |  | 0.3 | 0.666
| B38 | 1 |  | 4.323 |  | 0.3 | 1.2969
| side | 1 |  | 4.32 |  | 0.3 | 1.296
| side | 1 |  | 4.32 |  | 0.23 | 0.9936
| B39 | 1 |  | 7.14 |  | 0.3 | 2.142
| side | 1 |  | 4.92 |  | 0.3 | 1.476
| side | 1 |  | 4.92 |  | 0.3 | 1.476
| side | 1 |  | 2.22 |  | 0.45 | 0.999
| side | 1 |  | 2.22 |  | 0.3 | 0.666
| B40 | 1 |  | 6.02 |  | 0.45 | 2.709
| side | 1 |  | 6.02 |  | 0.3 | 1.806
| side | 1 |  | 6.02 |  | 0.3 | 1.806
| B41 | 1 |  | 16.42 |  | 0.45 | 7.389
| side | 1 |  | 16.42 |  | 0.3 | 4.926
| side | 1 |  | 16.42 |  | 0.3 | 4.926
| B43/B44 | 2 |  | 4.28 |  | 0.45 | 3.852
| side | 2 |  | 4.28 |  | 0.45 | 3.852
| side | 2 |  | 4.28 |  | 0.23 | 1.9688
Beam formwork(Fourth floor roof)
| B1/B20(outer side) | 2 |  | 4.32 |  | 0.45 | 3.888
| side | 2 |  | 4.32 |  | 0.3 | 2.592
| side | 2 |  | 4.32 |  | 0.3 | 2.592
| B2(outer side) | 1 |  | 15.32 |  | 0.45 | 6.894
| side | 1 |  | 15.32 |  | 0.3 | 4.596
| side | 1 |  | 15.32 |  | 0.3 | 4.596
| B3 | 1 |  | 5.72 |  | 0.45 | 2.574
| side | 1 |  | 5.72 |  | 0.3 | 1.716
| side | 1 |  | 5.72 |  | 0.3 | 1.716
| B4/B17 | 2 |  | 8.84 |  | 0.3 | 5.304
| side | 2 |  | 8.84 |  | 0.3 | 5.304
| side | 2 |  | 8.84 |  | 0.3 | 5.304
| B5 | 1 |  | 4.622 |  | 0.3 | 1.3866
| side | 1 |  | 4.62 |  | 0.3 | 1.386
| side | 1 |  | 4.62 |  | 0.3 | 1.386
| B6 | 1 |  | 24.96 |  | 0.3 | 7.488
| side | 1 |  | 24.96 |  | 0.3 | 7.488
| side | 1 |  | 24.96 |  | 0.3 | 7.488
| B7 | 1 |  | 9.49 |  | 0.3 | 2.847
| side | 1 |  | 9.49 |  | 0.3 | 2.847
| side | 1 |  | 9.49 |  | 0.3 | 2.847
| B7 | 1 |  | 14.42 |  | 0.9 | 12.978
| side | 1 |  | 14.42 |  | 0.75 | 10.815
| side | 1 |  | 14.42 |  | 0.23 | 3.3166
| B8 | 4 |  | 5.345 |  | 0.3 | 6.414
| side | 4 |  | 5.35 |  | 0.3 | 6.42
| side | 4 |  | 5.35 |  | 0.23 | 4.922
| B9/B10 | 4 |  | 4.745 |  | 0.3 | 5.694
| side | 4 |  | 4.75 |  | 0.3 | 5.7
| side | 4 |  | 4.75 |  | 0.3 | 5.7
| B12 | 1 |  | 12.505 |  | 0.3 | 3.7515
| side | 1 |  | 12.51 |  | 0.3 | 3.753
| side | 1 |  | 12.51 |  | 0.3 | 3.753
| B12 | 1 |  | 14.42 |  | 0.75 | 10.815
| side | 1 |  | 14.42 |  | 0.9 | 12.978
| side | 1 |  | 14.42 |  | 0.23 | 3.3166
| B12 | 1 |  | 4.36 |  | 0.23 | 1.0028
| side | 1 |  | 4.36 |  | 0.45 | 1.962
| side | 1 |  | 4.36 |  | 0.3 | 1.308
| B13 | 1 |  | 28.84 |  | 0.3 | 8.652
| side | 1 |  | 22.96 |  | 0.3 | 6.888
| side | 1 |  | 22.96 |  | 0.3 | 6.888
| side | 1 |  | 5.88 |  | 0.3 | 1.764
| side | 1 |  | 5.88 |  | 0.45 | 2.646
| B14 | 1 |  | 4.074 |  | 0.23 | 0.93702
| side | 1 |  | 4.07 |  | 0.3 | 1.221
| side | 1 |  | 4.07 |  | 0.45 | 1.8315
| B15 | 1 |  | 2.215 |  | 0.23 | 0.50945
| side | 2 |  | 2.2 |  | 0.3 | 1.32
| B18 | 1 |  | 20.795 |  | 0.45 | 9.3578
| side | 1 |  | 20.8 |  | 0.3 | 6.24
| side | 1 |  | 20.8 |  | 0.3 | 6.24
| B18/B20/B21/B22 | 4 |  | 1.7 |  | 0.3 | 2.04
| side | 4 |  | 1.7 |  | 0.3 | 2.04
| side | 4 |  | 1.7 |  | 0.3 | 2.04
| B22/B42 | 2 |  | 4.322 |  | 0.45 | 3.8898
| side | 2 |  | 4.32 |  | 0.3 | 2.592
| side | 2 |  | 4.32 |  | 0.3 | 2.592
| B24 | 1 |  | 14.72 |  | 0.45 | 6.624
| side | 1 |  | 14.72 |  | 0.3 | 4.416
| side | 1 |  | 14.72 |  | 0.3 | 4.416
| B26 | 1 |  | 8.84 |  | 0.3 | 2.652
| side | 1 |  | 4.924 |  | 0.3 | 1.4772
| side | 1 |  | 4.92 |  | 0.3 | 1.476
| side | 1 |  | 3.916 |  | 0.45 | 1.7622
| side | 1 |  | 3.92 |  | 0.3 | 1.176
| B28/B30 | 2 |  | 10.4 |  | 0.3 | 6.24
| side | 2 |  | 10.4 |  | 0.45 | 9.36
| side | 2 |  | 10.4 |  | 0.3 | 6.24
| B29 | 1 |  | 30.366 |  | 0.3 | 9.1098
| side | 2 |  | 28.153 |  | 0.3 | 16.8918
| side | 1 |  | 2.217 |  | 0.45 | 0.99765
| side | 1 |  | 2.217 |  | 0.3 | 0.6651
| B31 | 1 |  | 9.49 |  | 0.3 | 2.847
| side | 2 |  | 9.49 |  | 0.3 | 5.694
| B31 | 1 |  | 14.42 |  | 0.23 | 3.3166
| side | 1 |  | 14.42 |  | 0.75 | 10.815
| side | 1 |  | 14.42 |  | 0.9 | 12.978
| B32/B33 | 4 |  | 5.345 |  | 0.3 | 6.414
| side | 4 |  | 5.35 |  | 0.3 | 6.42
| side | 4 |  | 5.35 |  | 0.23 | 4.922
| B34/B35 | 4 |  | 4.745 |  | 0.3 | 5.694
| side | 4 |  | 4.75 |  | 0.3 | 5.7
| side | 4 |  | 4.75 |  | 0.3 | 5.7
| B36 | 1 |  | 9.49 |  | 0.3 | 2.847
| side | 1 |  | 9.49 |  | 0.3 | 2.847
| side | 1 |  | 9.49 |  | 0.3 | 2.847
| B36 | 1 |  | 14.42 |  | 0.9 | 12.978
| side | 1 |  | 14.42 |  | 0.75 | 10.815
| side | 1 |  | 14.42 |  | 0.23 | 3.3166
| B37 | 1 |  | 24.96 |  | 0.3 | 7.488
| side | 1 |  | 22.74 |  | 0.3 | 6.822
| side | 1 |  | 22.74 |  | 0.3 | 6.822
| side | 1 |  | 2.22 |  | 0.45 | 0.999
| side | 1 |  | 2.22 |  | 0.3 | 0.666
| B38 | 1 |  | 4.323 |  | 0.3 | 1.2969
| side | 1 |  | 4.32 |  | 0.3 | 1.296
| side | 1 |  | 4.32 |  | 0.23 | 0.9936
| B39 | 1 |  | 7.14 |  | 0.3 | 2.142
| side | 1 |  | 4.92 |  | 0.3 | 1.476
| side | 1 |  | 4.92 |  | 0.3 | 1.476
| side | 1 |  | 2.22 |  | 0.45 | 0.999
| side | 1 |  | 2.22 |  | 0.3 | 0.666
| B40 | 1 |  | 6.02 |  | 0.45 | 2.709
| side | 1 |  | 6.02 |  | 0.3 | 1.806
| side | 1 |  | 6.02 |  | 0.3 | 1.806
| B41 | 1 |  | 16.42 |  | 0.45 | 7.389
| side | 1 |  | 16.42 |  | 0.3 | 4.926
| side | 1 |  | 16.42 |  | 0.3 | 4.926
| B43/B44 | 2 |  | 4.28 |  | 0.45 | 3.852
| side | 2 |  | 4.28 |  | 0.45 | 3.852
| side | 2 |  | 4.28 |  | 0.23 | 1.9688
Beam formwork(Fifth floor roof)
| B1/B20(outer side) | 2 |  | 4.32 |  | 0.45 | 3.888
| side | 2 |  | 4.32 |  | 0.3 | 2.592
| side | 2 |  | 4.32 |  | 0.3 | 2.592
| B2(outer side) | 1 |  | 15.32 |  | 0.45 | 6.894
| side | 1 |  | 15.32 |  | 0.3 | 4.596
| side | 1 |  | 15.32 |  | 0.3 | 4.596
| B3 | 1 |  | 5.72 |  | 0.45 | 2.574
| side | 1 |  | 5.72 |  | 0.3 | 1.716
| side | 1 |  | 5.72 |  | 0.3 | 1.716
| B4/B17 | 2 |  | 8.84 |  | 0.3 | 5.304
| side | 2 |  | 8.84 |  | 0.3 | 5.304
| side | 2 |  | 8.84 |  | 0.3 | 5.304
| B5 | 1 |  | 4.622 |  | 0.3 | 1.3866
| side | 1 |  | 4.62 |  | 0.3 | 1.386
| side | 1 |  | 4.62 |  | 0.3 | 1.386
| B6 | 1 |  | 24.96 |  | 0.3 | 7.488
| side | 1 |  | 24.96 |  | 0.3 | 7.488
| side | 1 |  | 24.96 |  | 0.3 | 7.488
| B7 | 1 |  | 9.49 |  | 0.3 | 2.847
| side | 1 |  | 9.49 |  | 0.3 | 2.847
| side | 1 |  | 9.49 |  | 0.3 | 2.847
| B7 | 1 |  | 14.42 |  | 0.9 | 12.978
| side | 1 |  | 14.42 |  | 0.75 | 10.815
| side | 1 |  | 14.42 |  | 0.23 | 3.3166
| B8 | 4 |  | 5.345 |  | 0.3 | 6.414
| side | 4 |  | 5.35 |  | 0.3 | 6.42
| side | 4 |  | 5.35 |  | 0.23 | 4.922
| B9/B10 | 4 |  | 4.745 |  | 0.3 | 5.694
| side | 4 |  | 4.75 |  | 0.3 | 5.7
| side | 4 |  | 4.75 |  | 0.3 | 5.7
| B12 | 1 |  | 12.505 |  | 0.3 | 3.7515
| side | 1 |  | 12.51 |  | 0.3 | 3.753
| side | 1 |  | 12.51 |  | 0.3 | 3.753
| B12 | 1 |  | 14.42 |  | 0.75 | 10.815
| side | 1 |  | 14.42 |  | 0.9 | 12.978
| side | 1 |  | 14.42 |  | 0.23 | 3.3166
| B12 | 1 |  | 4.36 |  | 0.23 | 1.0028
| side | 1 |  | 4.36 |  | 0.45 | 1.962
| side | 1 |  | 4.36 |  | 0.3 | 1.308
| B13 | 1 |  | 28.84 |  | 0.3 | 8.652
| side | 1 |  | 22.96 |  | 0.3 | 6.888
| side | 1 |  | 22.96 |  | 0.3 | 6.888
| side | 1 |  | 5.88 |  | 0.3 | 1.764
| side | 1 |  | 5.88 |  | 0.45 | 2.646
| B14 | 1 |  | 4.074 |  | 0.23 | 0.93702
| side | 1 |  | 4.07 |  | 0.3 | 1.221
| side | 1 |  | 4.07 |  | 0.45 | 1.8315
| B15 | 1 |  | 2.215 |  | 0.23 | 0.50945
| side | 2 |  | 2.2 |  | 0.3 | 1.32
| B18 | 1 |  | 20.795 |  | 0.45 | 9.3578
| side | 1 |  | 20.8 |  | 0.3 | 6.24
| side | 1 |  | 20.8 |  | 0.3 | 6.24
| B18/B20/B21/B22 | 4 |  | 1.7 |  | 0.3 | 2.04
| side | 4 |  | 1.7 |  | 0.3 | 2.04
| side | 4 |  | 1.7 |  | 0.3 | 2.04
| B22/B42 | 2 |  | 4.322 |  | 0.45 | 3.8898
| side | 2 |  | 4.32 |  | 0.3 | 2.592
| side | 2 |  | 4.32 |  | 0.3 | 2.592
| B24 | 1 |  | 14.72 |  | 0.45 | 6.624
| side | 1 |  | 14.72 |  | 0.3 | 4.416
| side | 1 |  | 14.72 |  | 0.3 | 4.416
| B26 | 1 |  | 8.84 |  | 0.3 | 2.652
| side | 1 |  | 4.924 |  | 0.3 | 1.4772
| side | 1 |  | 4.92 |  | 0.3 | 1.476
| side | 1 |  | 3.916 |  | 0.45 | 1.7622
| side | 1 |  | 3.92 |  | 0.3 | 1.176
| B28/B30 | 2 |  | 10.4 |  | 0.3 | 6.24
| side | 2 |  | 10.4 |  | 0.45 | 9.36
| side | 2 |  | 10.4 |  | 0.3 | 6.24
| B29 | 1 |  | 30.366 |  | 0.3 | 9.1098
| side | 2 |  | 28.153 |  | 0.3 | 16.8918
| side | 1 |  | 2.217 |  | 0.45 | 0.99765
| side | 1 |  | 2.217 |  | 0.3 | 0.6651
| B31 | 1 |  | 9.49 |  | 0.3 | 2.847
| side | 2 |  | 9.49 |  | 0.3 | 5.694
| B31 | 1 |  | 14.42 |  | 0.23 | 3.3166
| side | 1 |  | 14.42 |  | 0.75 | 10.815
| side | 1 |  | 14.42 |  | 0.9 | 12.978
| B32/B33 | 4 |  | 5.345 |  | 0.3 | 6.414
| side | 4 |  | 5.35 |  | 0.3 | 6.42
| side | 4 |  | 5.35 |  | 0.23 | 4.922
| B34/B35 | 4 |  | 4.745 |  | 0.3 | 5.694
| side | 4 |  | 4.75 |  | 0.3 | 5.7
| side | 4 |  | 4.75 |  | 0.3 | 5.7
| B36 | 1 |  | 9.49 |  | 0.3 | 2.847
| side | 1 |  | 9.49 |  | 0.3 | 2.847
| side | 1 |  | 9.49 |  | 0.3 | 2.847
| B36 | 1 |  | 14.42 |  | 0.9 | 12.978
| side | 1 |  | 14.42 |  | 0.75 | 10.815
| side | 1 |  | 14.42 |  | 0.23 | 3.3166
| B37 | 1 |  | 24.96 |  | 0.3 | 7.488
| side | 1 |  | 22.74 |  | 0.3 | 6.822
| side | 1 |  | 22.74 |  | 0.3 | 6.822
| side | 1 |  | 2.22 |  | 0.45 | 0.999
| side | 1 |  | 2.22 |  | 0.3 | 0.666
| B38 | 1 |  | 4.323 |  | 0.3 | 1.2969
| side | 1 |  | 4.32 |  | 0.3 | 1.296
| side | 1 |  | 4.32 |  | 0.23 | 0.9936
| B39 | 1 |  | 7.14 |  | 0.3 | 2.142
| side | 1 |  | 4.92 |  | 0.3 | 1.476
| side | 1 |  | 4.92 |  | 0.3 | 1.476
| side | 1 |  | 2.22 |  | 0.45 | 0.999
| side | 1 |  | 2.22 |  | 0.3 | 0.666
| B40 | 1 |  | 6.02 |  | 0.45 | 2.709
| side | 1 |  | 6.02 |  | 0.3 | 1.806
| side | 1 |  | 6.02 |  | 0.3 | 1.806
| B41 | 1 |  | 16.42 |  | 0.45 | 7.389
| side | 1 |  | 16.42 |  | 0.3 | 4.926
| side | 1 |  | 16.42 |  | 0.3 | 4.926
| B43/B44 | 2 |  | 4.28 |  | 0.45 | 3.852
| side | 2 |  | 4.28 |  | 0.45 | 3.852
| side | 2 |  | 4.28 |  | 0.23 | 1.9688
Beam formwork(Sixrth floor roof)
| B1/B20(outer side) | 2 |  | 4.32 |  | 0.45 | 3.888
| side | 2 |  | 4.32 |  | 0.3 | 2.592
| side | 2 |  | 4.32 |  | 0.3 | 2.592
| B2(outer side) | 1 |  | 15.32 |  | 0.45 | 6.894
| side | 1 |  | 15.32 |  | 0.3 | 4.596
| side | 1 |  | 15.32 |  | 0.3 | 4.596
| B3 | 1 |  | 5.72 |  | 0.45 | 2.574
| side | 1 |  | 5.72 |  | 0.3 | 1.716
| side | 1 |  | 5.72 |  | 0.3 | 1.716
| B4/B17 | 2 |  | 8.84 |  | 0.3 | 5.304
| side | 2 |  | 8.84 |  | 0.3 | 5.304
| side | 2 |  | 8.84 |  | 0.3 | 5.304
| B5 | 1 |  | 4.622 |  | 0.3 | 1.3866
| side | 1 |  | 4.62 |  | 0.3 | 1.386
| side | 1 |  | 4.62 |  | 0.3 | 1.386
| B6 | 1 |  | 24.96 |  | 0.3 | 7.488
| side | 1 |  | 24.96 |  | 0.3 | 7.488
| side | 1 |  | 24.96 |  | 0.3 | 7.488
| B7 | 1 |  | 9.49 |  | 0.3 | 2.847
| side | 1 |  | 9.49 |  | 0.3 | 2.847
| side | 1 |  | 9.49 |  | 0.3 | 2.847
| B7 | 1 |  | 14.42 |  | 0.9 | 12.978
| side | 1 |  | 14.42 |  | 0.75 | 10.815
| side | 1 |  | 14.42 |  | 0.23 | 3.3166
| B8 | 4 |  | 5.345 |  | 0.3 | 6.414
| side | 4 |  | 5.35 |  | 0.3 | 6.42
| side | 4 |  | 5.35 |  | 0.23 | 4.922
| B9/B10 | 4 |  | 4.745 |  | 0.3 | 5.694
| side | 4 |  | 4.75 |  | 0.3 | 5.7
| side | 4 |  | 4.75 |  | 0.3 | 5.7
| B12 | 1 |  | 12.505 |  | 0.3 | 3.7515
| side | 1 |  | 12.51 |  | 0.3 | 3.753
| side | 1 |  | 12.51 |  | 0.3 | 3.753
| B12 | 1 |  | 14.42 |  | 0.75 | 10.815
| side | 1 |  | 14.42 |  | 0.9 | 12.978
| side | 1 |  | 14.42 |  | 0.23 | 3.3166
| B12 | 1 |  | 4.36 |  | 0.23 | 1.0028
| side | 1 |  | 4.36 |  | 0.45 | 1.962
| side | 1 |  | 4.36 |  | 0.3 | 1.308
| B13 | 1 |  | 28.84 |  | 0.3 | 8.652
| side | 1 |  | 22.96 |  | 0.3 | 6.888
| side | 1 |  | 22.96 |  | 0.3 | 6.888
| side | 1 |  | 5.88 |  | 0.3 | 1.764
| side | 1 |  | 5.88 |  | 0.45 | 2.646
| B14 | 1 |  | 4.074 |  | 0.23 | 0.93702
| side | 1 |  | 4.07 |  | 0.3 | 1.221
| side | 1 |  | 4.07 |  | 0.45 | 1.8315
| B15 | 1 |  | 2.215 |  | 0.23 | 0.50945
| side | 2 |  | 2.2 |  | 0.3 | 1.32
| B18 | 1 |  | 20.795 |  | 0.45 | 9.3578
| side | 1 |  | 20.8 |  | 0.3 | 6.24
| side | 1 |  | 20.8 |  | 0.3 | 6.24
| B18/B20/B21/B22 | 4 |  | 1.7 |  | 0.3 | 2.04
| side | 4 |  | 1.7 |  | 0.3 | 2.04
| side | 4 |  | 1.7 |  | 0.3 | 2.04
| B22/B42 | 2 |  | 4.322 |  | 0.45 | 3.8898
| side | 2 |  | 4.32 |  | 0.3 | 2.592
| side | 2 |  | 4.32 |  | 0.3 | 2.592
| B24 | 1 |  | 14.72 |  | 0.45 | 6.624
| side | 1 |  | 14.72 |  | 0.3 | 4.416
| side | 1 |  | 14.72 |  | 0.3 | 4.416
| B26 | 1 |  | 8.84 |  | 0.3 | 2.652
| side | 1 |  | 4.924 |  | 0.3 | 1.4772
| side | 1 |  | 4.92 |  | 0.3 | 1.476
| side | 1 |  | 3.916 |  | 0.45 | 1.7622
| side | 1 |  | 3.92 |  | 0.3 | 1.176
| B28/B30 | 2 |  | 10.4 |  | 0.3 | 6.24
| side | 2 |  | 10.4 |  | 0.45 | 9.36
| side | 2 |  | 10.4 |  | 0.3 | 6.24
| B29 | 1 |  | 30.366 |  | 0.3 | 9.1098
| side | 2 |  | 28.153 |  | 0.3 | 16.8918
| side | 1 |  | 2.217 |  | 0.45 | 0.99765
| side | 1 |  | 2.217 |  | 0.3 | 0.6651
| B31 | 1 |  | 9.49 |  | 0.3 | 2.847
| side | 2 |  | 9.49 |  | 0.3 | 5.694
| B31 | 1 |  | 14.42 |  | 0.23 | 3.3166
| side | 1 |  | 14.42 |  | 0.75 | 10.815
| side | 1 |  | 14.42 |  | 0.9 | 12.978
| B32/B33 | 4 |  | 5.345 |  | 0.3 | 6.414
| side | 4 |  | 5.35 |  | 0.3 | 6.42
| side | 4 |  | 5.35 |  | 0.23 | 4.922
| B34/B35 | 4 |  | 4.745 |  | 0.3 | 5.694
| side | 4 |  | 4.75 |  | 0.3 | 5.7
| side | 4 |  | 4.75 |  | 0.3 | 5.7
| B36 | 1 |  | 9.49 |  | 0.3 | 2.847
| side | 1 |  | 9.49 |  | 0.3 | 2.847
| side | 1 |  | 9.49 |  | 0.3 | 2.847
| B36 | 1 |  | 14.42 |  | 0.9 | 12.978
| side | 1 |  | 14.42 |  | 0.75 | 10.815
| side | 1 |  | 14.42 |  | 0.23 | 3.3166
| B37 | 1 |  | 24.96 |  | 0.3 | 7.488
| side | 1 |  | 22.74 |  | 0.3 | 6.822
| side | 1 |  | 22.74 |  | 0.3 | 6.822
| side | 1 |  | 2.22 |  | 0.45 | 0.999
| side | 1 |  | 2.22 |  | 0.3 | 0.666
| B38 | 1 |  | 4.323 |  | 0.3 | 1.2969
| side | 1 |  | 4.32 |  | 0.3 | 1.296
| side | 1 |  | 4.32 |  | 0.23 | 0.9936
| B39 | 1 |  | 7.14 |  | 0.3 | 2.142
| side | 1 |  | 4.92 |  | 0.3 | 1.476
| side | 1 |  | 4.92 |  | 0.3 | 1.476
| side | 1 |  | 2.22 |  | 0.45 | 0.999
| side | 1 |  | 2.22 |  | 0.3 | 0.666
| B40 | 1 |  | 6.02 |  | 0.45 | 2.709
| side | 1 |  | 6.02 |  | 0.3 | 1.806
| side | 1 |  | 6.02 |  | 0.3 | 1.806
| B41 | 1 |  | 16.42 |  | 0.45 | 7.389
| side | 1 |  | 16.42 |  | 0.3 | 4.926
| side | 1 |  | 16.42 |  | 0.3 | 4.926
| B43/B44 | 2 |  | 4.28 |  | 0.45 | 3.852
| side | 2 |  | 4.28 |  | 0.45 | 3.852
| side | 2 |  | 4.28 |  | 0.23 | 1.9688
Lintel shuttering
| Rooms door lintel(D1) | 14 |  | 3.75 |  | 0.125 | 6.5625
| Toilet shaft area(D3) | 4 |  | 2.85 |  | 0.125 | 1.425
| Toilet area (D2) | 14 |  | 3.6 |  | 0.125 | 6.3
| Window Lintel (W1) | 12 |  | 1.9 |  | 0.53 | 12.084
| Window Lintel (W1)Side | 12 |  | 1.9 |  | 0.3 | 6.84
| Window chajja lintel beam | 8 |  | 1.9 |  | 0.23 | 3.496
| Window chajja lintel beam(Side) | 8 |  | 1.9 |  | 0.2 | 3.04
| Window chajja lintel | 8 |  | 2.1 |  | 0.6 | 10.08
| Dead shuttering | 4 |  | 5.7 |  | 0.2 | 4.56
| Wardrobe slab shuttering | 9 |  | 1.95 |  | 0.7 | 12.285
Lintel shuttering(First floor)
| Rooms door lintel(D1) | 22 |  | 3.75 |  | 0.125 | 10.3125
| Toilet shaft area(D3) | 4 |  | 2.85 |  | 0.125 | 1.425
| Toilet area (D2) | 12 |  | 3.6 |  | 0.125 | 5.4
| Window Lintel (W1) | 12 |  | 1.9 |  | 0.53 | 12.084
| Window Lintel (W1)Side | 12 |  | 1.9 |  | 0.3 | 6.84
| Window chajja lintel beam | 8 |  | 1.9 |  | 0.23 | 3.496
| Window chajja lintel beam(Side) | 8 |  | 1.9 |  | 0.2 | 3.04
| Window chajja lintel | 8 |  | 2.1 |  | 0.6 | 10.08
| Dead shuttering | 4 |  | 5.7 |  | 0.2 | 4.56
| Wardrobe slab shuttering | 20 |  | 1.95 |  | 0.7 | 27.3
Lintel shuttering(Second floor)
| Rooms door lintel(D1) | 22 |  | 3.75 |  | 0.125 | 10.3125
| Toilet shaft area(D3) | 4 |  | 2.85 |  | 0.125 | 1.425
| Toilet area (D2) | 12 |  | 3.6 |  | 0.125 | 5.4
| Window Lintel (W1) | 12 |  | 1.9 |  | 0.53 | 12.084
| Window Lintel (W1)Side | 12 |  | 1.9 |  | 0.3 | 6.84
| Window chajja lintel beam | 8 |  | 1.9 |  | 0.23 | 3.496
| Window chajja lintel beam(Side) | 8 |  | 1.9 |  | 0.2 | 3.04
| Window chajja lintel | 8 |  | 2.1 |  | 0.6 | 10.08
| Dead shuttering | 4 |  | 5.7 |  | 0.2 | 4.56
| Wardrobe slab shuttering | 20 |  | 1.95 |  | 0.7 | 27.3
Lintel shuttering(Third floor)
| Rooms door lintel(D1) | 22 |  | 3.75 |  | 0.125 | 10.3125
| Toilet shaft area(D3) | 4 |  | 2.85 |  | 0.125 | 1.425
| Toilet area (D2) | 12 |  | 3.6 |  | 0.125 | 5.4
| Window Lintel (W1) | 12 |  | 1.9 |  | 0.53 | 12.084
| Window Lintel (W1)Side | 12 |  | 1.9 |  | 0.3 | 6.84
| Window chajja lintel beam | 8 |  | 1.9 |  | 0.23 | 3.496
| Window chajja lintel beam(Side) | 8 |  | 1.9 |  | 0.2 | 3.04
| Window chajja lintel | 8 |  | 2.1 |  | 0.6 | 10.08
| Dead shuttering | 4 |  | 5.7 |  | 0.2 | 4.56
| Wardrobe slab shuttering | 20 |  | 1.95 |  | 0.7 | 27.3
Lintel shuttering(Fourth floor)
| Rooms door lintel(D1) | 22 |  | 3.75 |  | 0.125 | 10.3125
| Toilet shaft area(D3) | 4 |  | 2.85 |  | 0.125 | 1.425
| Toilet area (D2) | 12 |  | 3.6 |  | 0.125 | 5.4
| Window Lintel (W1) | 12 |  | 1.9 |  | 0.53 | 12.084
| Window Lintel (W1)Side | 12 |  | 1.9 |  | 0.3 | 6.84
| Window chajja lintel beam | 8 |  | 1.9 |  | 0.23 | 3.496
| Window chajja lintel beam(Side) | 8 |  | 1.9 |  | 0.2 | 3.04
| Window chajja lintel | 8 |  | 2.1 |  | 0.6 | 10.08
| Dead shuttering | 4 |  | 5.7 |  | 0.2 | 4.56
| Wardrobe slab shuttering | 20 |  | 1.95 |  | 0.7 | 27.3
Lintel shuttering(Fifth floor)
| Rooms door lintel(D1) | 22 |  | 3.75 |  | 0.125 | 10.3125
| Toilet shaft area(D3) | 4 |  | 2.85 |  | 0.125 | 1.425
| Toilet area (D2) | 12 |  | 3.6 |  | 0.125 | 5.4
| Window Lintel (W1) | 12 |  | 1.9 |  | 0.53 | 12.084
| Window Lintel (W1)Side | 12 |  | 1.9 |  | 0.3 | 6.84
| Window chajja lintel beam | 8 |  | 1.9 |  | 0.23 | 3.496
| Window chajja lintel beam(Side) | 8 |  | 1.9 |  | 0.2 | 3.04
| Window chajja lintel | 8 |  | 2.1 |  | 0.6 | 10.08
| Dead shuttering | 4 |  | 5.7 |  | 0.2 | 4.56
| Wardrobe slab shuttering | 20 |  | 1.95 |  | 0.7 | 27.3
Lintel shuttering(Sixth floor)
| Rooms door lintel(D1) | 22 |  | 3.75 |  | 0.125 | 10.3125
| Toilet shaft area(D3) | 4 |  | 2.85 |  | 0.125 | 1.425
| Toilet area (D2) | 12 |  | 3.6 |  | 0.125 | 5.4
| Window chajja lintel beam | 20 |  | 1.9 |  | 0.23 | 8.74
| Window chajja lintel beam(Side) | 20 |  | 1.9 |  | 0.2 | 7.6
| Window chajja lintel | 20 |  | 2.3 |  | 0.65 | 29.9
| Wardrobe slab shuttering | 20 |  | 1.95 |  | 0.7 | 27.3
Machine room beam shuttering
| B1(Side) | 1 |  | 5.575 |  | 0.3 | 1.6725
| B1(Side) | 1 |  | 5.575 |  | 0.45 | 2.5088
| B3(Side) | 1 |  | 3.46 |  | 0.45 | 1.557
| B3(Side) | 1 |  | 3.46 |  | 0.3 | 1.038
| B4/B5 | 2 |  | 2.35 |  | 0.45 | 2.115
| B4/B5 | 2 |  | 2.35 |  | 0.3 | 1.41
Machine room mumty beam
| MB1/MB3(Side) | 2 |  | 7.575 |  | 0.45 | 6.8175
| MB1/MB3(Side) | 2 |  | 7.575 |  | 0.3 | 4.545
| MB4/MB6(Side) | 2 |  | 7.88 |  | 0.45 | 7.092
| MB4/MB6(Side) | 2 |  | 7.88 |  | 0.3 | 4.728
| MB2 | 2 |  | 7.575 |  | 0.3 | 4.545
| MB5 | 2 |  | 7.88 |  | 0.3 | 4.728
| MB7 | 2 |  | 2.35 |  | 0.3 | 1.41
Fire escape staircase mumty beam
| B1-B2-B5 shuttering(Inner) | 4 |  | 4.36 |  | 0.3 | 5.232
| B1-B2-B5 shuttering(Outer) | 2 |  | 4.36 |  | 0.45 | 3.924
| B3,B4(outer) | 2 |  | 6.95 |  | 0.45 | 6.255
| B3,B4(Inner) | 2 |  | 6.95 |  | 0.3 | 4.17
[6 empty] | Total | 4623.4571 | Sqm
02.04.04 | Staircase waist slab
| 1 Flight | 1 |  | 3 |  | 1.8 | 5.4
| at landing | 1 |  | 4.5 |  | 1.8 | 8.1
| 2 Flight | 1 |  | 3 |  | 1.8 | 5.4
| Side | 2 |  | 3 |  | 0.3 | 1.8
| Side | 2 |  | 3 |  | 0.3 | 1.8
| Steps | 20 |  | 1.8 |  | 0.15 | 5.4
| LB1 | 1 |  | 4.36 |  | 0.23 | 1.0028
| LB1 | 2 |  | 4.36 |  | 0.45 | 3.924
Lift area staircase shuttering
| 1 Flight | 1 |  | 2.7 |  | 1.8 | 4.86
| at landing | 1 |  | 1.65 |  | 1.96 | 3.234
| 2 Flight | 1 |  | 1.2 |  | 1.8 | 2.16
| at landing | 1 |  | 1.66 |  | 1.95 | 3.237
| 3 Flight | 1 |  | 2.7 |  | 1.8 | 4.86
| Side | 1 |  | 4.35 |  | 0.3 | 1.305
| side | 1 |  | 2.4 |  | 0.3 | 0.72
| side | 1 |  | 1.2 |  | 0.3 | 0.36
| side | 1 |  | 3 |  | 0.3 | 0.9
| LB1 | 1 |  | 4.82 |  | 0.23 | 1.1086
| LB1 | 2 |  | 4.82 |  | 0.45 | 4.338
Fire exit staircase shuttering
| 3 Flight | 1 |  | 3 |  | 1.8 | 5.4
| at landing | 1 |  | 4.5 |  | 1.8 | 8.1
| 4 Flight | 1 |  | 3 |  | 1.8 | 5.4
| Side | 2 |  | 3 |  | 0.3 | 1.8
| Side | 2 |  | 3 |  | 0.3 | 1.8
| Steps | 20 |  | 1.8 |  | 0.15 | 5.4
| LB1 | 1 |  | 4.36 |  | 0.23 | 1.0028
| LB1 | 2 |  | 4.36 |  | 0.45 | 3.924
Lift area staircase shuttering
| 4 Flight | 1 |  | 2.7 |  | 1.8 | 4.86
| at landing | 1 |  | 1.65 |  | 1.96 | 3.234
| 5 Flight | 1 |  | 1.2 |  | 1.8 | 2.16
| at landing | 1 |  | 1.66 |  | 1.95 | 3.237
| 6 Flight | 1 |  | 2.7 |  | 1.8 | 4.86
| Side | 1 |  | 4.35 |  | 0.3 | 1.305
| side | 1 |  | 2.4 |  | 0.3 | 0.72
| side | 1 |  | 1.2 |  | 0.3 | 0.36
| side | 1 |  | 3 |  | 0.3 | 0.9
| LB1 | 1 |  | 4.82 |  | 0.23 | 1.1086
| LB1 | 2 |  | 4.82 |  | 0.45 | 4.338
Fire exit staircase shuttering
| 5th Flight | 1 |  | 3 |  | 1.8 | 5.4
| at landing | 1 |  | 4.5 |  | 1.8 | 8.1
| 6th Flight | 1 |  | 3 |  | 1.8 | 5.4
| Side | 2 |  | 3 |  | 0.3 | 1.8
| Side | 2 |  | 3 |  | 0.3 | 1.8
| Steps | 20 |  | 1.8 |  | 0.15 | 5.4
| LB1 | 1 |  | 4.36 |  | 0.23 | 1.0028
| LB1 | 2 |  | 4.36 |  | 0.45 | 3.924
Lift area staircase shuttering
| 7th Flight | 1 |  | 2.7 |  | 1.8 | 4.86
| at landing | 1 |  | 1.65 |  | 1.96 | 3.234
| 8th Flight | 1 |  | 1.2 |  | 1.8 | 2.16
| at landing | 1 |  | 1.66 |  | 1.95 | 3.237
| 9th Flight | 1 |  | 2.7 |  | 1.8 | 4.86
| Side | 1 |  | 4.35 |  | 0.3 | 1.305
| side | 1 |  | 2.4 |  | 0.3 | 0.72
| side | 1 |  | 1.2 |  | 0.3 | 0.36
| side | 1 |  | 3 |  | 0.3 | 0.9
| LB1 | 1 |  | 4.82 |  | 0.23 | 1.1086
| LB1 | 2 |  | 4.82 |  | 0.45 | 4.338
Fire exit staircase shuttering
| 7th Flight | 1 |  | 3 |  | 1.8 | 5.4
| at landing | 1 |  | 4.5 |  | 1.8 | 8.1
| 8th Flight | 1 |  | 3 |  | 1.8 | 5.4
| Side | 2 |  | 3 |  | 0.3 | 1.8
| Side | 2 |  | 3 |  | 0.3 | 1.8
| Steps | 20 |  | 1.8 |  | 0.15 | 5.4
| LB1 | 1 |  | 4.36 |  | 0.23 | 1.0028
| LB1 | 2 |  | 4.36 |  | 0.45 | 3.924
Lift area staircase shuttering
| 10th Flight | 1 |  | 2.7 |  | 1.8 | 4.86
| at landing | 1 |  | 1.65 |  | 1.96 | 3.234
| 11th Flight | 1 |  | 1.2 |  | 1.8 | 2.16
| at landing | 1 |  | 1.66 |  | 1.95 | 3.237
| 12th Flight | 1 |  | 2.7 |  | 1.8 | 4.86
| Side | 1 |  | 4.35 |  | 0.3 | 1.305
| side | 1 |  | 2.4 |  | 0.3 | 0.72
| side | 1 |  | 1.2 |  | 0.3 | 0.36
| side | 1 |  | 3 |  | 0.3 | 0.9
| LB1 | 1 |  | 4.82 |  | 0.23 | 1.1086
| LB1 | 2 |  | 4.82 |  | 0.45 | 4.338
Fire exit staircase shuttering
| 9th Flight | 1 |  | 3 |  | 1.8 | 5.4
| at landing | 1 |  | 4.5 |  | 1.8 | 8.1
| 10th Flight | 1 |  | 3 |  | 1.8 | 5.4
| Side | 2 |  | 3 |  | 0.3 | 1.8
| Side | 2 |  | 3 |  | 0.3 | 1.8
| Steps | 20 |  | 1.8 |  | 0.15 | 5.4
| LB1 | 1 |  | 4.36 |  | 0.23 | 1.0028
| LB1 | 2 |  | 4.36 |  | 0.45 | 3.924
Lift area staircase shuttering
| 13th Flight | 1 |  | 2.7 |  | 1.8 | 4.86
| at landing | 1 |  | 1.65 |  | 1.96 | 3.234
| 14th Flight | 1 |  | 1.2 |  | 1.8 | 2.16
| at landing | 1 |  | 1.66 |  | 1.95 | 3.237
| 15th Flight | 1 |  | 2.7 |  | 1.8 | 4.86
| Side | 1 |  | 4.35 |  | 0.3 | 1.305
| side | 1 |  | 2.4 |  | 0.3 | 0.72
| side | 1 |  | 1.2 |  | 0.3 | 0.36
| side | 1 |  | 3 |  | 0.3 | 0.9
| LB1 | 1 |  | 4.82 |  | 0.23 | 1.1086
| LB1 | 2 |  | 4.82 |  | 0.45 | 4.338
Fire exit staircase shuttering
| 11th Flight | 1 |  | 3 |  | 1.8 | 5.4
| at landing | 1 |  | 4.5 |  | 1.8 | 8.1
| 12th Flight | 1 |  | 3 |  | 1.8 | 5.4
| Side | 2 |  | 3 |  | 0.3 | 1.8
| Side | 2 |  | 3 |  | 0.3 | 1.8
| Steps | 20 |  | 1.8 |  | 0.15 | 5.4
| LB1 | 1 |  | 4.36 |  | 0.23 | 1.0028
| LB1 | 2 |  | 4.36 |  | 0.45 | 3.924
Lift area staircase shuttering
| 16th Flight | 1 |  | 2.7 |  | 1.8 | 4.86
| at landing | 1 |  | 1.65 |  | 1.96 | 3.234
| 17th Flight | 1 |  | 1.2 |  | 1.8 | 2.16
| at landing | 1 |  | 1.66 |  | 1.95 | 3.237
| 18th Flight | 1 |  | 2.7 |  | 1.8 | 4.86
| Side | 1 |  | 4.35 |  | 0.3 | 1.305
| side | 1 |  | 2.4 |  | 0.3 | 0.72
| side | 1 |  | 1.2 |  | 0.3 | 0.36
| side | 1 |  | 3 |  | 0.3 | 0.9
| LB1 | 1 |  | 4.82 |  | 0.23 | 1.1086
| LB1 | 2 |  | 4.82 |  | 0.45 | 4.338
Fire exit staircase shuttering
| 13th Flight | 1 |  | 3 |  | 1.8 | 5.4
| at landing | 1 |  | 4.5 |  | 1.8 | 8.1
| 14th Flight | 1 |  | 3 |  | 1.8 | 5.4
| Side | 2 |  | 3 |  | 0.3 | 1.8
| Side | 2 |  | 3 |  | 0.3 | 1.8
| Steps | 20 |  | 1.8 |  | 0.15 | 5.4
| LB1 | 1 |  | 4.36 |  | 0.23 | 1.0028
| LB1 | 2 |  | 4.36 |  | 0.45 | 3.924
Lift area staircase shuttering
| 19th Flight | 1 |  | 2.7 |  | 1.8 | 4.86
| at landing | 1 |  | 1.65 |  | 1.96 | 3.234
| 20th Flight | 1 |  | 1.2 |  | 1.8 | 2.16
| at landing | 1 |  | 1.66 |  | 1.95 | 3.237
| 21th Flight | 1 |  | 2.7 |  | 1.8 | 4.86
| Side | 1 |  | 4.35 |  | 0.3 | 1.305
| side | 1 |  | 2.4 |  | 0.3 | 0.72
| side | 1 |  | 1.2 |  | 0.3 | 0.36
| side | 1 |  | 3 |  | 0.3 | 0.9
| LB1 | 1 |  | 4.82 |  | 0.23 | 1.1086
| LB1 | 2 |  | 4.82 |  | 0.45 | 4.338
| Machine room staircase shuttering | 1 |  | 2.03 |  | 1.4 | 2.842
| Steps shuttering | 6 |  | 1.1 |  | 0.23 | 1.518
[6 empty] | Total | 423.7258 | Sqm
02.04.05 | For columns
Column formwork(Ground floor roof)
| C1/C7/C62/C70 | 4 |  | 1.8 |  | 3.3 | 23.76
| C58 | 1 |  | 1.8 |  | 3.3 | 5.94
| C2/C9/C11/C18/C19/C69 | 6 |  | 1.8 |  | 3.3 | 35.64
| C10 | 1 |  | 1.8 |  | 3.3 | 5.94
| C3/C6 | 2 |  | 1.8 |  | 3.3 | 11.88
| C4/C5/C8/C12/C13/C14/C15/C16/C17/C28/C29/C32/C33/C34/C35/C38/C39/C42/C43/C49/C53/C54/C55/C61/C66/C67/C68 | 27 |  | 1.8 |  | 3.3 | 160.38
| C20/C27 | 2 |  | 1.8 |  | 3.3 | 11.88
| C21/C26/C48 | 3 |  | 1.8 |  | 3.3 | 17.82
| C22/C25/C44/C47 | 4 |  | 1.8 |  | 3.3 | 23.76
| C23/C24/C30/C31/C36/C37/C45/C46 | 8 |  | 1.5 |  | 3.3 | 39.6
| C40 | 1 |  | 1.8 |  | 3.3 | 5.94
| C41 | 1 |  | 1.8 |  | 3.3 | 5.94
| C50 | 1 |  | 1.8 |  | 3.3 | 5.94
| C51/C52/C56/C57 | 4 |  | 1.8 |  | 3.3 | 23.76
| C59/C60 | 2 |  | 1.66 |  | 3.3 | 10.956
| C63 | 1 |  | 1.8 |  | 3.3 | 5.94
| C65 | 1 |  | 1.8 |  | 3.3 | 5.94
| C64 | 1 |  | 1.66 |  | 3.3 | 5.478
Column formwork (First floor roof)
| C1/C7/C62/C70 | 4 |  | 1.8 |  | 3.3 | 23.76
| C58 | 1 |  | 1.8 |  | 3.3 | 5.94
| C2/C9/C11/C18/C19/C69 | 6 |  | 1.8 |  | 3.3 | 35.64
| C10 | 1 |  | 1.8 |  | 3.3 | 5.94
| C3/C6 | 2 |  | 1.8 |  | 3.3 | 11.88
| C4/C5/C8/C12/C13/C14/C15/C16/C17/C28/C29/C32/C33/C34/C35/C38/C39/C42/C43/C49/C53/C54/C55/C61/C66/C67/C68 | 27 |  | 1.8 |  | 3.3 | 160.38
| C20/C27 | 2 |  | 1.8 |  | 3.3 | 11.88
| C21/C26/C48 | 3 |  | 1.8 |  | 3.3 | 17.82
| C22/C25/C44/C47 | 4 |  | 1.8 |  | 3.3 | 23.76
| C23/C24/C30/C31/C36/C37/C45/C46 | 8 |  | 1.5 |  | 3.3 | 39.6
| C40 | 1 |  | 1.8 |  | 3.3 | 5.94
| C41 | 1 |  | 1.8 |  | 3.3 | 5.94
| C50 | 1 |  | 1.8 |  | 3.3 | 5.94
| C51/C52/C56/C57 | 4 |  | 1.8 |  | 3.3 | 23.76
| C59/C60 | 2 |  | 1.66 |  | 3.3 | 10.956
| C63 | 1 |  | 1.8 |  | 3.3 | 5.94
| C65 | 1 |  | 1.8 |  | 3.3 | 5.94
| C64 | 1 |  | 1.66 |  | 3.3 | 5.478
Column formwork(second floor roof)
| C1/C7/C62/C70 | 4 |  | 1.8 |  | 3.3 | 23.76
| C58 | 1 |  | 1.8 |  | 3.3 | 5.94
| C2/C9/C11/C18/C19/C69 | 6 |  | 1.8 |  | 3.3 | 35.64
| C10 | 1 |  | 1.8 |  | 3.3 | 5.94
| C3/C6 | 2 |  | 1.8 |  | 3.3 | 11.88
| C4/C5/C8/C12/C13/C14/C15/C16/C17/C28/C29/C32/C33/C34/C35/C38/C39/C42/C43/C49/C53/C54/C55/C61/C66/C67/C68 | 27 |  | 1.8 |  | 3.3 | 160.38
| C20/C27 | 2 |  | 1.8 |  | 3.3 | 11.88
| C21/C26/C48 | 3 |  | 1.8 |  | 3.3 | 17.82
| C22/C25/C44/C47 | 4 |  | 1.8 |  | 3.3 | 23.76
| C23/C24/C30/C31/C36/C37/C45/C46 | 8 |  | 1.5 |  | 3.3 | 39.6
| C40 | 1 |  | 1.8 |  | 3.3 | 5.94
| C41 | 1 |  | 1.8 |  | 3.3 | 5.94
| C50 | 1 |  | 1.8 |  | 3.3 | 5.94
| C51/C52/C56/C57 | 4 |  | 1.8 |  | 3.3 | 23.76
| C59/C60 | 2 |  | 1.66 |  | 3.3 | 10.956
| C63 | 1 |  | 1.8 |  | 3.3 | 5.94
| C65 | 1 |  | 1.8 |  | 3.3 | 5.94
| C64 | 1 |  | 1.66 |  | 3.3 | 5.478
| CB2/CB3/CB6/CB9/CB11/CB12/CB5/CB8 | 8 |  | 1.5 |  | 3.3 | 39.6
Column formwork (Third floor Roof)
| C1/C7/C62/C70 | 4 |  | 1.8 |  | 3.3 | 23.76
| C58 | 1 |  | 1.8 |  | 3.3 | 5.94
| C2/C9/C11/C18/C19/C69 | 6 |  | 1.8 |  | 3.3 | 35.64
| C10 | 1 |  | 1.8 |  | 3.3 | 5.94
| C3/C6 | 2 |  | 1.8 |  | 3.3 | 11.88
| C4/C5/C8/C12/C13/C14/C15/C16/C17/C28/C29/C32/C33/C34/C35/C38/C39/C42/C43/C49/C53/C54/C55/C61/C66/C67/C68 | 27 |  | 1.8 |  | 3.3 | 160.38
| C20/C27 | 2 |  | 1.8 |  | 3.3 | 11.88
| C21/C26/C48 | 3 |  | 1.8 |  | 3.3 | 17.82
| C22/C25/C44/C47 | 4 |  | 1.8 |  | 3.3 | 23.76
| C23/C24/C30/C31/C36/C37/C45/C46 | 8 |  | 1.5 |  | 3.3 | 39.6
| C40 | 1 |  | 1.8 |  | 3.3 | 5.94
| C41 | 1 |  | 1.8 |  | 3.3 | 5.94
| C50 | 1 |  | 1.8 |  | 3.3 | 5.94
| C51/C52/C56/C57 | 4 |  | 1.8 |  | 3.3 | 23.76
| C59/C60 | 2 |  | 1.66 |  | 3.3 | 10.956
| C63 | 1 |  | 1.8 |  | 3.3 | 5.94
| C65 | 1 |  | 1.8 |  | 3.3 | 5.94
| C64 | 1 |  | 1.66 |  | 3.3 | 5.478
| CB2/CB3/CB6/CB9/CB11/CB12/CB5/CB8 | 8 |  | 1.5 |  | 3.3 | 39.6
For columns(4th Floor roof)
| C1/C7/C62/C70 | 4 |  | 1.8 |  | 3.3 | 23.76
| C58 | 1 |  | 1.8 |  | 3.3 | 5.94
| C2/C9/C11/C18/C19/C69 | 6 |  | 1.8 |  | 3.3 | 35.64
| C10 | 1 |  | 1.8 |  | 3.3 | 5.94
| C3/C6 | 2 |  | 1.8 |  | 3.3 | 11.88
| C4/C5/C8/C12/C13/C14/C15/C16/C17/C28/C29/C32/C33/C34/C35/C38/C39/C42/C43/C49/C53/C54/C55/C61/C66/C67/C68 | 27 |  | 1.8 |  | 3.3 | 160.38
| C20/C27 | 2 |  | 1.8 |  | 3.3 | 11.88
| C21/C26/C48 | 3 |  | 1.8 |  | 3.3 | 17.82
| C22/C25/C44/C47 | 4 |  | 1.8 |  | 3.3 | 23.76
| C23/C24/C30/C31/C36/C37/C45/C46 | 8 |  | 1.5 |  | 3.3 | 39.6
| C40 | 1 |  | 1.8 |  | 3.3 | 5.94
| C41 | 1 |  | 1.8 |  | 3.3 | 5.94
| C50 | 1 |  | 1.8 |  | 3.3 | 5.94
| C51/C52/C56/C57 | 4 |  | 1.8 |  | 3.3 | 23.76
| C59/C60 | 2 |  | 1.66 |  | 3.3 | 10.956
| C63 | 1 |  | 1.8 |  | 3.3 | 5.94
| C65 | 1 |  | 1.8 |  | 3.3 | 5.94
| C64 | 1 |  | 1.66 |  | 3.3 | 5.478
| CB2/CB3/CB6/CB9/CB11/CB12/CB5/CB8 | 8 |  | 1.5 |  | 3.3 | 39.6
For columns(5th Floor roof)
| C1/C7/C62/C70 | 4 |  | 1.8 |  | 3.3 | 23.76
| C58 | 1 |  | 1.8 |  | 3.3 | 5.94
| C2/C9/C11/C18/C19/C69 | 6 |  | 1.8 |  | 3.3 | 35.64
| C10 | 1 |  | 1.8 |  | 3.3 | 5.94
| C3/C6 | 2 |  | 1.8 |  | 3.3 | 11.88
| C4/C5/C8/C12/C13/C14/C15/C16/C17/C28/C29/C32/C33/C34/C35/C38/C39/C42/C43/C49/C53/C54/C55/C61/C66/C67/C68 | 27 |  | 1.8 |  | 3.3 | 160.38
| C20/C27 | 2 |  | 1.8 |  | 3.3 | 11.88
| C21/C26/C48 | 3 |  | 1.8 |  | 3.3 | 17.82
| C22/C25/C44/C47 | 4 |  | 1.8 |  | 3.3 | 23.76
| C23/C24/C30/C31/C36/C37/C45/C46 | 8 |  | 1.5 |  | 3.3 | 39.6
| C40 | 1 |  | 1.8 |  | 3.3 | 5.94
| C41 | 1 |  | 1.8 |  | 3.3 | 5.94
| C50 | 1 |  | 1.8 |  | 3.3 | 5.94
| C51/C52/C56/C57 | 4 |  | 1.8 |  | 3.3 | 23.76
| C59/C60 | 2 |  | 1.66 |  | 3.3 | 10.956
| C63 | 1 |  | 1.8 |  | 3.3 | 5.94
| C65 | 1 |  | 1.8 |  | 3.3 | 5.94
| C64 | 1 |  | 1.66 |  | 3.3 | 5.478
| CB2/CB3/CB6/CB9/CB11/CB12/CB5/CB8 | 8 |  | 1.5 |  | 3.3 | 39.6
For columns(6th Floor roof)
| C1/C7/C62/C70 | 4 |  | 1.8 |  | 3.3 | 23.76
| C58 | 1 |  | 1.8 |  | 3.3 | 5.94
| C2/C9/C11/C18/C19/C69 | 6 |  | 1.8 |  | 3.3 | 35.64
| C10 | 1 |  | 1.8 |  | 3.3 | 5.94
| C3/C6 | 2 |  | 1.8 |  | 3.3 | 11.88
| C4/C5/C8/C12/C13/C14/C15/C16/C17/C28/C29/C32/C33/C34/C35/C38/C39/C42/C43/C49/C53/C54/C55/C61/C66/C67/C68 | 27 |  | 1.8 |  | 3.3 | 160.38
| C20/C27 | 2 |  | 1.8 |  | 3.3 | 11.88
| C21/C26/C48 | 3 |  | 1.8 |  | 3.3 | 17.82
| C22/C25/C44/C47 | 4 |  | 1.8 |  | 3.3 | 23.76
| C23/C24/C30/C31/C36/C37/C45/C46 | 8 |  | 1.5 |  | 3.3 | 39.6
| C40 | 1 |  | 1.8 |  | 3.3 | 5.94
| C41 | 1 |  | 1.8 |  | 3.3 | 5.94
| C50 | 1 |  | 1.8 |  | 3.3 | 5.94
| C51/C52/C56/C57 | 4 |  | 1.8 |  | 3.3 | 23.76
| C59/C60 | 2 |  | 1.66 |  | 3.3 | 10.956
| C63 | 1 |  | 1.8 |  | 3.3 | 5.94
| C65 | 1 |  | 1.8 |  | 3.3 | 5.94
| C64 | 1 |  | 1.66 |  | 3.3 | 5.478
| CB2/CB3/CB6/CB9/CB11/CB12/CB5/CB8 | 8 |  | 1.5 |  | 3.3 | 39.6
O.H.W Water tank. Column
| C3/C8/C14/C13/C12/C20/C21 | 7 |  | 1.8 |  | 2.25 | 28.35
| C61/C68/C55/C56/C48/C57/C49 | 7 |  | 1.8 |  | 2.25 | 28.35
Machine room column
| C63/C42/C43/C65 | 4 |  | 1.8 |  | 3.35 | 24.12
| C59/C60/C64 | 3 |  | 1.66 |  | 3.35 | 16.683
| C44 | 1 |  | 1.8 |  | 3.35 | 6.03
Fire escape staircase parapet column
| C40/C41/C50/C51 | 4 |  | 1.8 |  | 2.5 | 18
Terrace floor column
| C44/C47/C22/C25 | 4 |  | 1.8 |  | 1.1 | 7.92
| C23/C24/C31/C37/C45/C46/C30/C36 | 8 |  | 1.5 |  | 1.1 | 13.2
| CB2/CB3/CB6/CB/CB8/CB9/CB11/CB3 | 8 |  | 1.5 |  | 1.1 | 13.2
| C34/C28/C20/C11/C7/C1/C2/C4/C5/C6/C9/C10/C19/C27/C33/C39//C58/C62/C69/C70/C66/C67 | 22 |  | 1.8 |  | 1.1 | 43.56
[6 empty] | Total | 3242.871 | Sqm
02.08 | Providing, precast cement concrete jali of thickness 50 mm, in 1:2:4 (1 cement : 2 coarse sand : 4 stone aggregate 6mm nominal size) reinforced with 1.6 mm dia mild steel wire including centering and shuttering, roughening cleaning, fixing and finishing in cement mortar 1:3 (1 cement : 3 fine sand) etc. complete excluding plastering of the jambs, sills and soffits.
| Jali(550X550) | 87 |  | 0.55 |  | 0.55 | 26.3175
| Jali(400X400) | 183 |  | 0.4 |  | 0.4 | 29.28
[7 empty] | 55.5975 | Sqm
03.01 | Brick work of thickness 230 mm and above using selected quality burnt clay FPS bricks of class designation 75 (Crushing strength not less than 75 kg/sqcm) in super structure laid in cement mortar 1:6 (1 cement :6 coarse sand) mix, joints finished, flush raked to 6mm depth including jointing with concrete where required but excluding cost of cement (to be providing by LNMIIT) as per specification and drawing or as directed by Project Manager.
| On grid E/12 to 14 | 1 | 1 | 3.575 | 0.375 | 2.455 | 3.2912
| C19+C27 | 1 | 1 | 3.43 | 0.375 | 2.205 | 2.8362
| On grid D /11 to 12 | 1 | 1 | 4.36 | 0.375 | 2.455 | 4.0139
| On grid D /9 to 11 | 1 | 1 | 4.5 | 0.375 | 2.455 | 4.1428
| On grid D/8 to 9 | 1 | 1 | 4.36 | 0.375 | 2.455 | 4.0139
| on grid8 | 1 | 1 | 1.93 | 0.375 | 2.205 | 1.5959
| Grid C to B | 1 | 1 | 1.842 | 0.375 | 2.455 | 1.6958
| On grid B | 1 | 1 | 4.28 | 0.375 | 2.455 | 3.9403
| On grid 9 | 1 | 1 | 4.36 | 0.375 | 2.455 | 4.0139
| On grid A | 1 | 1 | 3.38 | 0.375 | 2.455 | 3.1117
| On grid A/8 | 1 | 1 | 1.8 | 0.375 | 2.205 | 1.4884
| On grid A /7 to 8 | 1 | 1 | 1.028 | 0.375 | 2.455 | 0.9464
| On grid 7/A to C | 1 | 1 | 4.76 | 0.375 | 2.455 | 4.3822
| C49+C57 | 1 | 1 | 1.5 | 0.375 | 2.21 | 1.2431
| On grid C/6 to 7 | 1 | 1 | 3.57 | 0.375 | 2.455 | 3.2866
| C62-C70 | 1 | 1 | 4.155 | 0.375 | 2.455 | 3.8252
| On grid 4 / F to E | 1 | 1 | 3.573 | 0.375 | 2.455 | 3.2894
| C68+C69 | 1 | 1 | 5.66 | 0.375 | 2.205 | 4.6801
| On grid 5 /H to G | 1 | 1 | 4.36 | 0.375 | 2.455 | 4.0139
| On grid 5 /J to H | 1 | 1 | 4.5 | 0.375 | 2.205 | 3.7209
| On grid 5/K to J | 1 | 1 | 4.36 | 0.375 | 2.455 | 4.0139
| On grid 5 /K | 1 | 1 | 1.428 | 0.375 | 2.205 | 1.1808
| On grid 5 /M to L | 1 | 1 | 5.407 | 0.375 | 2.455 | 4.9778
| On grid M /5 to 8 | 1 | 1 | 6.433 | 0.375 | 2.455 | 5.9224
| On grid M /7 to 8 | 1 | 1 | 1.5 | 0.375 | 2.205 | 1.2403
| On grid N /8 to 9 | 1 | 1 | 4.36 | 0.375 | 2.455 | 4.0139
| On grid N /9 to 11 | 1 | 1 | 4.5 | 0.375 | 2.205 | 3.7209
| On grid N /11 to 12 | 1 | 1 | 4.36 | 0.375 | 2.455 | 4.0139
| C65 | 1 | 1 | 1.43 | 0.38 | 2.21 | 1.2009
| On grid 5/M to K | 1 | 1 | 5.325 | 0.38 | 2.46 | 4.9778
| On grid N/5 To 8 | 1 | 1 | 6.37 | 0.38 | 2.46 | 5.9547
| C42 | 1 | 1 | 1.5 | 0.38 | 2.21 | 1.2597
| On grid N/8 to 9 | 1 | 1 | 4.36 | 0.375 | 2.46 | 4.0221
| C28+C34 | 1 | 1 | 4.5 | 0.38 | 2.21 | 3.7791
| On grid N/11 to 12 | 1 | 1 | 4.36 | 0.38 | 2.46 | 4.0757
| C11+C12+C20 | 1 | 1 | 5.66 | 0.375 | 2.205 | 4.6801
| On grid P /13 to 14 | 1 | 1 | 3.573 | 0.375 | 2.455 | 3.2894
| C7+C1 | 1 | 1 | 4.39 | 0.375 | 2.455 | 4.0415
| On grid 16 /M to L | 1 | 1 | 3.57 | 0.375 | 2.455 | 3.2866
| C2+C8+C3 | 1 | 1 | 5.65 | 0.375 | 2.205 | 4.6718
| On grid 15 /K to J | 1 | 1 | 4.36 | 0.375 | 2.455 | 4.0139
| C4+C5 | 1 | 1 | 4.5 | 0.375 | 2.205 | 3.7209
| On grid 15/H to G | 1 | 1 | 4.36 | 0.375 | 2.455 | 4.0139
| C6+C9 | 1 | 1 | 3.43 | 0.375 | 2.205 | 2.8362
| On grid 14 /F to E | 1 | 1 | 3.27 | 0.375 | 2.455 | 3.0104
Ground floor brick work
| BH-IV/ Brick Work/Room(3000 x 5600) towards Space for Dry Cloths | 7 | 1 | 4.745 | 0.23 | 2.85 | 21.7724
| BH-IV/ Brick Work/Room(3000 x 5600) Outer Wall | 8 | 1 | 2.93 | 0.23 | 2.85 | 15.3649
| BH-IV/ Brick Work/Room Deduction W 1 | 8 | -1 | 1.8 | 0.23 | 1.2 | -3.9744
| BH-IV/ Brick Work/Room(3000 x 5600) Outer Wall | 8 | 1 | 2.815 | 0.23 | 2.85 | 14.7619
| BH-IV/ Brick Work/Room Deduction W 1 | 8 | -1 | 1.8 | 0.23 | 1.2 | -3.9744
| BH-IV/ Brick Work/Room(3000 x 5600) Outer Wall | 4 | 1 | 3 | 0.23 | 2.85 | 7.866
| BH-IV/ Brick Work/Room Deduction W 1 | 4 | -1 | 1.8 | 0.23 | 1.2 | -1.9872
| BH-IV/ Brick Work/Toilet Outer Wall | 2 | 2 | 4.32 | 0.23 | 2.85 | 11.327
| BH-IV/ Brick Work/Toilet Outer Wall Deduction V 1 | 2 | -2 | 2.2 | 0.23 | 0.45 | -0.9108
| BH-IV/ Brick Work/Toilet Outer Wall | 2 | 2 | 1.395 | 0.23 | 2.85 | 3.6577
| BH-IV/ Brick Work/Toilet Outer Wall | 2 | 2 | 2.2 | 0.23 | 2.85 | 5.7684
| BH-IV/ Brick Work/Toilet Outer Wall Deduction Exaust | 2 | -2 | 0.5 | 0.23 | 0.5 | -0.23
| BH-IV/ Brick Work/Toilet Wall towards Lobby | 2 | 1 | 4.325 | 0.23 | 2.85 | 5.6701
| BH-IV/ Brick Work/Toilet Wall towards Lobby | 2 | 1 | 4.62 | 0.23 | 2.85 | 6.0568
| BH-IV/ Brick Work/Toilet Wall Deduction D 1 | 2 | -1 | 1.05 | 0.23 | 2.45 | -1.1834
| BH-IV/ Brick Work/Toilet Wall in toilet | 2 | 2 | 1.65 | 0.23 | 3.15 | 4.7817
| BH-IV/ Brick Work/Toilet Wall in toilet | 2 | 2 | 0.68 | 0.23 | 3.15 | 1.9706
| BH-IV/ Brick Work/lift Wall outer & towards Lobby | 1 | 1 | 2.26 | 0.23 | 2.85 | 1.4814
| BH-IV/ Brick Work/lift Wall outer & towards Lobby | 1 | 1 | 2.36 | 0.23 | 2.85 | 1.547
| Brick work/panel room | 1 | 1 | 4.02 | 0.23 | 1.1 | 1.0171
| Brick work/panel room | 1 | 1 | 4.325 | 0.23 | 1.1 | 1.0942
| Brick work/panel room/Fire pipe wall | 1 | 2 | 0.55 | 0.23 | 2.85 | 0.72105
| Brick Work Gallery jali | 1 | 5 | 1.7 | 0.23 | 2.85 | 5.5718
| Deduction | -1 | 5 | 1 | 0.23 | 2.55 | -2.9325
| Brick work/Fire escape area | 1 | 1 | 7.55 | 0.23 | 1.1 | 1.9102
| Lift area staircase brick work | 1 | 1 | 4.82 | 0.23 | 2.85 | 3.1595
| Lift area staircase brick work | 1 | 1 | 4.365 | 0.23 | 2.85 | 2.8613
| Fire escape staircase brick work | 1 | 1 | 4.36 | 0.23 | 2.9 | 2.9081
| Deduction 4'' | -1 | 1 | 4.36 | 0.23 | 1.15 | -1.1532
| Fire escape staircase brick work | 1 | 2 | 4.28 | 0.23 | 2.9 | 5.7095
| Deduction 4" | -1 | 2 | 4.28 | 0.23 | 1.15 | -2.2641
| Toilet chajja | 2 | 2 | 1.05 | 0.23 | 3.15 | 3.0429
| Deduction | -2 | 2 | 0.82 | 0.23 | 2.2 | -1.6597
| C49-C50 | 1 | 1 | 2.6 | 0.23 | 1.1 | 0.6578
| Panel room brick work | 1 | 1 | 4.25 | 0.23 | 0.9 | 0.87975
First Floor
| BH-IV/ Brick Work/Room(3000 x 5600) towards Space for Dry Cloths | 7 | 1 | 4.745 | 0.23 | 2.85 | 21.7724
| BH-IV/ Brick Work/Room(3000 x 5600) Outer Wall | 8 | 1 | 2.93 | 0.23 | 2.85 | 15.3649
| BH-IV/ Brick Work/Room Deduction W 1 | 8 | -1 | 1.8 | 0.23 | 1.2 | -3.9744
| BH-IV/ Brick Work/Room(3000 x 5600) Outer Wall | 8 | 1 | 2.815 | 0.23 | 2.85 | 14.7619
| BH-IV/ Brick Work/Room Deduction W 1 | 8 | -1 | 1.8 | 0.23 | 1.2 | -3.9744
| BH-IV/ Brick Work/Room(3000 x 5600) Outer Wall | 4 | 1 | 3 | 0.23 | 2.85 | 7.866
| BH-IV/ Brick Work/Room Deduction W 1 | 4 | -1 | 1.8 | 0.23 | 1.2 | -1.9872
| BH-IV/ Brick Work/Toilet Outer Wall | 2 | 2 | 4.32 | 0.23 | 2.85 | 11.327
| BH-IV/ Brick Work/Toilet Outer Wall Deduction V 1 | 2 | -2 | 2.2 | 0.23 | 0.45 | -0.9108
| BH-IV/ Brick Work/Toilet Outer Wall | 2 | 2 | 1.395 | 0.23 | 2.85 | 3.6577
| BH-IV/ Brick Work/Toilet Outer Wall | 2 | 2 | 2.2 | 0.23 | 2.85 | 5.7684
| BH-IV/ Brick Work/Toilet Outer Wall Deduction Exaust | 2 | -2 | 0.525 | 0.23 | 0.525 | -0.25358
| BH-IV/ Brick Work/Toilet Wall towards Lobby | 2 | 1 | 4.325 | 0.23 | 2.85 | 5.6701
| BH-IV/ Brick Work/Toilet Wall towards Lobby | 2 | 1 | 4.62 | 0.23 | 2.85 | 6.0568
| BH-IV/ Brick Work/Toilet Wall Deduction D 1 | 2 | -1 | 1.05 | 0.23 | 2.45 | -1.1834
| BH-IV/ Brick Work/Toilet Wall in toilet | 2 | 2 | 1.65 | 0.23 | 3.15 | 4.7817
| BH-IV/ Brick Work/Toilet Wall in toilet | 2 | 2 | 0.68 | 0.23 | 3.15 | 1.9706
| BH-IV/ Brick Work/lift Wall outer & towards Lobby | 1 | 1 | 2.26 | 0.23 | 2.85 | 1.4814
| BH-IV/ Brick Work/lift Wall outer & towards Lobby | 1 | 1 | 2.36 | 0.23 | 2.85 | 1.547
| Brick work/panel room | 1 | 1 | 4.02 | 0.23 | 1.1 | 1.0171
| Brick work/panel room | 1 | 1 | 4.325 | 0.23 | 1.1 | 1.0942
| Brick work/panel room/Fire pipe wall | 1 | 2 | 0.55 | 0.23 | 2.85 | 0.72105
| Brick Work Gallery jali | 1 | 5 | 1.7 | 0.23 | 2.85 | 5.5718
| Deduction | 1 | -5 | 1 | 0.23 | 2.55 | -2.9325
| Brick work/Fire escape area | 1 | 1 | 7.55 | 0.23 | 1.1 | 1.9102
| Lift area staircase brick work | 1 | 1 | 4.82 | 0.23 | 2.85 | 3.1595
| Lift area staircase brick work | 1 | 1 | 4.365 | 0.23 | 2.85 | 2.8613
| Fire escape staircase brick work | 1 | 1 | 4.36 | 0.23 | 0.115 | 0.11532
| Fire escape staircase brick work | 1 | 2 | 4.28 | 0.23 | 0.115 | 0.22641
| Toilet chajja | 2 | 2 | 1.05 | 0.23 | 3.15 | 3.0429
| Deduction | -2 | 2 | 0.82 | 0.23 | 2.2 | -1.6597
| Corridor parapet wall | 4 | 1 | 14.42 | 0.23 | 0.115 | 1.5256
| C49-C50 | 1 | 1 | 2.6 | 0.23 | 1.1 | 0.6578
Second floor
| BH-IV/ Brick Work/Room(3000 x 5600) towards Space for Dry Cloths | 7 | 1 | 4.745 | 0.23 | 2.85 | 21.7724
| BH-IV/ Brick Work/Room(3000 x 5600) Outer Wall | 8 | 1 | 2.93 | 0.23 | 2.85 | 15.3649
| BH-IV/ Brick Work/Room Deduction W 1 | 8 | -1 | 1.8 | 0.23 | 1.2 | -3.9744
| BH-IV/ Brick Work/Room(3000 x 5600) Outer Wall | 8 | 1 | 2.815 | 0.23 | 2.85 | 14.7619
| BH-IV/ Brick Work/Room Deduction W 1 | 8 | -1 | 1.8 | 0.23 | 1.2 | -3.9744
| BH-IV/ Brick Work/Room(3000 x 5600) Outer Wall | 4 | 1 | 3 | 0.23 | 2.85 | 7.866
| BH-IV/ Brick Work/Room Deduction W 1 | 4 | -1 | 1.8 | 0.23 | 1.2 | -1.9872
| BH-IV/ Brick Work/Toilet Outer Wall | 2 | 2 | 4.32 | 0.23 | 2.85 | 11.327
| BH-IV/ Brick Work/Toilet Outer Wall Deduction V 1 | 2 | -2 | 2.2 | 0.23 | 0.45 | -0.9108
| BH-IV/ Brick Work/Toilet Outer Wall | 2 | 2 | 1.395 | 0.23 | 2.85 | 3.6577
| BH-IV/ Brick Work/Toilet Outer Wall | 2 | 2 | 2.2 | 0.23 | 2.85 | 5.7684
| BH-IV/ Brick Work/Toilet Outer Wall Deduction Exaust | 2 | -2 | 0.525 | 0.23 | 0.525 | -0.25358
| BH-IV/ Brick Work/Toilet Wall towards Lobby | 2 | 1 | 4.325 | 0.23 | 2.85 | 5.6701
| BH-IV/ Brick Work/Toilet Wall towards Lobby | 2 | 1 | 4.62 | 0.23 | 2.85 | 6.0568
| BH-IV/ Brick Work/Toilet Wall Deduction D 1 | 2 | -1 | 1.05 | 0.23 | 2.45 | -1.1834
| BH-IV/ Brick Work/Toilet Wall in toilet | 2 | 2 | 1.65 | 0.23 | 3.15 | 4.7817
| BH-IV/ Brick Work/Toilet Wall in toilet | 2 | 2 | 0.68 | 0.23 | 3.15 | 1.9706
| BH-IV/ Brick Work/lift Wall outer & towards Lobby | 1 | 1 | 2.26 | 0.23 | 2.85 | 1.4814
| BH-IV/ Brick Work/lift Wall outer & towards Lobby | 1 | 1 | 2.36 | 0.23 | 2.85 | 1.547
| Brick work/panel room | 1 | 1 | 4.02 | 0.23 | 1.1 | 1.0171
| Brick work/panel room | 1 | 1 | 4.325 | 0.23 | 1.1 | 1.0942
| Brick work/panel room/Fire pipe wall | 1 | 2 | 0.55 | 0.23 | 2.85 | 0.72105
| Brick Work Gallery jali | 1 | 5 | 1.7 | 0.23 | 2.85 | 5.5718
| Deduction | 1 | -5 | 1 | 0.23 | 2.55 | -2.9325
| Brick work/Fire escape area | 1 | 1 | 7.55 | 0.23 | 1.1 | 1.9102
| Lift area staircase brick work | 1 | 1 | 4.82 | 0.23 | 2.85 | 3.1595
| Lift area staircase brick work | 1 | 1 | 4.365 | 0.23 | 2.85 | 2.8613
| Fire escape staircase brick work | 1 | 1 | 4.36 | 0.23 | 0.115 | 0.11532
| Fire escape staircase brick work | 1 | 2 | 4.28 | 0.23 | 0.115 | 0.22641
| Toilet chajja | 2 | 2 | 1.05 | 0.23 | 3.15 | 3.0429
| Deduction | -2 | 2 | 0.82 | 0.23 | 2.2 | -1.6597
| Corridor parapet wall | 4 | 1 | 14.42 | 0.23 | 0.115 | 1.5256
| C49-C50 | 1 | 1 | 2.6 | 0.23 | 1.1 | 0.6578
| Corridor conecting gallery | 2 | 1 | 2.03 | 0.23 | 1.1 | 1.0272
| Corridor conecting gallery | 1 | 2 | 6.34 | 0.23 | 1.1 | 3.208
| Door area | 1 | 1 | 6.34 | 0.23 | 1.3 | 1.8957
| Deduction door | -1 | 1 | 2.4 | 0.23 | 0.93 | -0.51336
| Corridor conecting gallery | 2 | 1 | 2.03 | 0.23 | 1.1 | 1.0272
Third floor
| BH-IV/ Brick Work/Room(3000 x 5600) towards Space for Dry Cloths | 7 | 1 | 4.745 | 0.23 | 2.85 | 21.7724
| BH-IV/ Brick Work/Room(3000 x 5600) Outer Wall | 8 | 1 | 2.93 | 0.23 | 2.85 | 15.3649
| BH-IV/ Brick Work/Room Deduction W 1 | 8 | -1 | 1.8 | 0.23 | 1.2 | -3.9744
| BH-IV/ Brick Work/Room(3000 x 5600) Outer Wall | 8 | 1 | 2.815 | 0.23 | 2.85 | 14.7619
| BH-IV/ Brick Work/Room Deduction W 1 | 8 | -1 | 1.8 | 0.23 | 1.2 | -3.9744
| BH-IV/ Brick Work/Room(3000 x 5600) Outer Wall | 4 | 1 | 3 | 0.23 | 2.85 | 7.866
| BH-IV/ Brick Work/Room Deduction W 1 | 4 | -1 | 1.8 | 0.23 | 1.2 | -1.9872
| BH-IV/ Brick Work/Toilet Outer Wall | 2 | 2 | 4.32 | 0.23 | 2.85 | 11.327
| BH-IV/ Brick Work/Toilet Outer Wall Deduction V 1 | 2 | -2 | 2.2 | 0.23 | 0.45 | -0.9108
| BH-IV/ Brick Work/Toilet Outer Wall | 2 | 2 | 1.395 | 0.23 | 2.85 | 3.6577
| BH-IV/ Brick Work/Toilet Outer Wall | 2 | 2 | 2.2 | 0.23 | 2.85 | 5.7684
| BH-IV/ Brick Work/Toilet Outer Wall Deduction Exaust | 2 | -2 | 0.525 | 0.23 | 0.525 | -0.25358
| BH-IV/ Brick Work/Toilet Wall towards Lobby | 2 | 1 | 4.325 | 0.23 | 2.85 | 5.6701
| BH-IV/ Brick Work/Toilet Wall towards Lobby | 2 | 1 | 4.62 | 0.23 | 2.85 | 6.0568
| BH-IV/ Brick Work/Toilet Wall Deduction D 1 | 2 | -1 | 1.05 | 0.23 | 2.45 | -1.1834
| BH-IV/ Brick Work/Toilet Wall in toilet | 2 | 2 | 1.65 | 0.23 | 3.15 | 4.7817
| BH-IV/ Brick Work/Toilet Wall in toilet | 2 | 2 | 0.68 | 0.23 | 3.15 | 1.9706
| BH-IV/ Brick Work/lift Wall outer & towards Lobby | 1 | 1 | 2.26 | 0.23 | 2.85 | 1.4814
| BH-IV/ Brick Work/lift Wall outer & towards Lobby | 1 | 1 | 2.36 | 0.23 | 2.85 | 1.547
| Brick work/panel room | 1 | 1 | 4.02 | 0.23 | 1.1 | 1.0171
| Brick work/panel room | 1 | 1 | 4.325 | 0.23 | 1.1 | 1.0942
| Brick work/panel room/Fire pipe wall | 1 | 2 | 0.55 | 0.23 | 2.85 | 0.72105
| Brick Work Gallery jali | 1 | 5 | 1.7 | 0.23 | 2.85 | 5.5718
| Deduction | 1 | -5 | 1 | 0.23 | 2.55 | -2.9325
| Brick work/Fire escape area | 1 | 1 | 7.55 | 0.23 | 1.1 | 1.9102
| Lift area staircase brick work | 1 | 1 | 4.82 | 0.23 | 2.85 | 3.1595
| Lift area staircase brick work | 1 | 1 | 4.365 | 0.23 | 2.85 | 2.8613
| Fire escape staircase brick work | 1 | 1 | 4.36 | 0.23 | 0.115 | 0.11532
| Fire escape staircase brick work | 1 | 2 | 4.28 | 0.23 | 0.115 | 0.22641
| Toilet chajja | 2 | 2 | 1.05 | 0.23 | 3.15 | 3.0429
| Deduction | -2 | 2 | 0.82 | 0.23 | 2.2 | -1.6597
| Corridor parapet wall | 4 | 1 | 14.42 | 0.23 | 0.115 | 1.5256
| C49-C50 | 1 | 1 | 2.6 | 0.23 | 1.1 | 0.6578
| Corridor conecting gallery | 2 | 1 | 2.05 | 0.23 | 1.1 | 1.0373
| Corridor conecting gallery | 1 | 2 | 6.34 | 0.23 | 1.1 | 3.208
| Corridor conecting gallery | 2 | 1 | 2 | 0.23 | 1.1 | 1.012
Fourth floor
| BH-IV/ Brick Work/Room(3000 x 5600) towards Space for Dry Cloths | 7 | 1 | 4.745 | 0.23 | 2.85 | 21.7724
| BH-IV/ Brick Work/Room(3000 x 5600) Outer Wall | 8 | 1 | 2.93 | 0.23 | 2.85 | 15.3649
| BH-IV/ Brick Work/Room Deduction W 1 | 8 | -1 | 1.8 | 0.23 | 1.2 | -3.9744
| BH-IV/ Brick Work/Room(3000 x 5600) Outer Wall | 8 | 1 | 2.815 | 0.23 | 2.85 | 14.7619
| BH-IV/ Brick Work/Room Deduction W 1 | 8 | -1 | 1.8 | 0.23 | 1.2 | -3.9744
| BH-IV/ Brick Work/Room(3000 x 5600) Outer Wall | 4 | 1 | 3 | 0.23 | 2.85 | 7.866
| BH-IV/ Brick Work/Room Deduction W 1 | 4 | -1 | 1.8 | 0.23 | 1.2 | -1.9872
| BH-IV/ Brick Work/Toilet Outer Wall | 2 | 2 | 4.32 | 0.23 | 2.85 | 11.327
| BH-IV/ Brick Work/Toilet Outer Wall Deduction V 1 | 2 | -2 | 2.2 | 0.23 | 0.45 | -0.9108
| BH-IV/ Brick Work/Toilet Outer Wall | 2 | 2 | 1.395 | 0.23 | 2.85 | 3.6577
| BH-IV/ Brick Work/Toilet Outer Wall | 2 | 2 | 2.2 | 0.23 | 2.85 | 5.7684
| BH-IV/ Brick Work/Toilet Outer Wall Deduction Exaust | 2 | -2 | 0.525 | 0.23 | 0.525 | -0.25358
| BH-IV/ Brick Work/Toilet Wall towards Lobby | 2 | 1 | 4.325 | 0.23 | 2.85 | 5.6701
| BH-IV/ Brick Work/Toilet Wall towards Lobby | 2 | 1 | 4.62 | 0.23 | 2.85 | 6.0568
| BH-IV/ Brick Work/Toilet Wall Deduction D 1 | 2 | -1 | 1.05 | 0.23 | 2.45 | -1.1834
| BH-IV/ Brick Work/Toilet Wall in toilet | 2 | 2 | 1.65 | 0.23 | 3.15 | 4.7817
| BH-IV/ Brick Work/Toilet Wall in toilet | 2 | 2 | 0.68 | 0.23 | 3.15 | 1.9706
| BH-IV/ Brick Work/lift Wall outer & towards Lobby | 1 | 1 | 2.26 | 0.23 | 2.85 | 1.4814
| BH-IV/ Brick Work/lift Wall outer & towards Lobby | 1 | 1 | 2.36 | 0.23 | 2.85 | 1.547
| Brick work/panel room | 1 | 1 | 4.02 | 0.23 | 1.1 | 1.0171
| Brick work/panel room | 1 | 1 | 4.325 | 0.23 | 1.1 | 1.0942
| Brick work/panel room/Fire pipe wall | 1 | 2 | 0.55 | 0.23 | 2.85 | 0.72105
| Brick Work Gallery jali | 1 | 5 | 1.7 | 0.23 | 2.85 | 5.5718
| Deduction | 1 | -5 | 1 | 0.23 | 2.55 | -2.9325
| Brick work/Fire escape area | 1 | 1 | 7.55 | 0.23 | 1.1 | 1.9102
| Lift area staircase brick work | 1 | 1 | 4.82 | 0.23 | 2.85 | 3.1595
| Lift area staircase brick work | 1 | 1 | 4.365 | 0.23 | 2.85 | 2.8613
| Fire escape staircase brick work | 1 | 1 | 4.36 | 0.23 | 0.115 | 0.11532
| Fire escape staircase brick work | 1 | 2 | 4.28 | 0.23 | 0.115 | 0.22641
| Toilet chajja | 2 | 2 | 1.05 | 0.23 | 3.15 | 3.0429
| Deduction | -2 | 2 | 0.82 | 0.23 | 2.2 | -1.6597
| Corridor parapet wall | 4 | 1 | 14.42 | 0.23 | 0.115 | 1.5256
| C49-C50 | 1 | 1 | 2.6 | 0.23 | 1.1 | 0.6578
| Corridor conecting gallery | 2 | 1 | 2.05 | 0.23 | 1.1 | 1.0373
| Corridor conecting gallery | 1 | 2 | 6.34 | 0.23 | 1.1 | 3.208
| Corridor conecting gallery | 2 | 1 | 2 | 0.23 | 1.1 | 1.012
Fifth floor
| BH-IV/ Brick Work/Room(3000 x 5600) towards Space for Dry Cloths | 7 | 1 | 4.745 | 0.23 | 2.85 | 21.7724
| BH-IV/ Brick Work/Room(3000 x 5600) Outer Wall | 8 | 1 | 2.93 | 0.23 | 2.85 | 15.3649
| BH-IV/ Brick Work/Room Deduction W 1 | 8 | -1 | 1.8 | 0.23 | 1.2 | -3.9744
| BH-IV/ Brick Work/Room(3000 x 5600) Outer Wall | 8 | 1 | 2.815 | 0.23 | 2.85 | 14.7619
| BH-IV/ Brick Work/Room Deduction W 1 | 8 | -1 | 1.8 | 0.23 | 1.2 | -3.9744
| BH-IV/ Brick Work/Room(3000 x 5600) Outer Wall | 4 | 1 | 3 | 0.23 | 2.85 | 7.866
| BH-IV/ Brick Work/Room Deduction W 1 | 4 | -1 | 1.8 | 0.23 | 1.2 | -1.9872
| BH-IV/ Brick Work/Toilet Outer Wall | 2 | 2 | 4.32 | 0.23 | 2.85 | 11.327
| BH-IV/ Brick Work/Toilet Outer Wall Deduction V 1 | 2 | -2 | 2.2 | 0.23 | 0.45 | -0.9108
| BH-IV/ Brick Work/Toilet Outer Wall | 2 | 2 | 1.395 | 0.23 | 2.85 | 3.6577
| BH-IV/ Brick Work/Toilet Outer Wall | 2 | 2 | 2.2 | 0.23 | 2.85 | 5.7684
| BH-IV/ Brick Work/Toilet Outer Wall Deduction Exaust | 2 | -2 | 0.525 | 0.23 | 0.525 | -0.25358
| BH-IV/ Brick Work/Toilet Wall towards Lobby | 2 | 1 | 4.325 | 0.23 | 2.85 | 5.6701
| BH-IV/ Brick Work/Toilet Wall towards Lobby | 2 | 1 | 4.62 | 0.23 | 2.85 | 6.0568
| BH-IV/ Brick Work/Toilet Wall Deduction D 1 | 2 | -1 | 1.05 | 0.23 | 2.45 | -1.1834
| BH-IV/ Brick Work/Toilet Wall in toilet | 2 | 2 | 1.65 | 0.23 | 3.15 | 4.7817
| BH-IV/ Brick Work/Toilet Wall in toilet | 2 | 2 | 0.68 | 0.23 | 3.15 | 1.9706
| BH-IV/ Brick Work/lift Wall outer & towards Lobby | 1 | 1 | 2.26 | 0.23 | 2.85 | 1.4814
| BH-IV/ Brick Work/lift Wall outer & towards Lobby | 1 | 1 | 2.36 | 0.23 | 2.85 | 1.547
| Brick work/panel room | 1 | 1 | 4.02 | 0.23 | 1.1 | 1.0171
| Brick work/panel room | 1 | 1 | 4.325 | 0.23 | 1.1 | 1.0942
| Brick work/panel room/Fire pipe wall | 1 | 2 | 0.55 | 0.23 | 2.85 | 0.72105
| Brick Work Gallery jali | 1 | 5 | 1.7 | 0.23 | 2.85 | 5.5718
| Deduction | 1 | -5 | 1 | 0.23 | 2.55 | -2.9325
| Brick work/Fire escape area | 1 | 1 | 7.55 | 0.23 | 1.1 | 1.9102
| Lift area staircase brick work | 1 | 1 | 4.82 | 0.23 | 2.85 | 3.1595
| Lift area staircase brick work | 1 | 1 | 4.365 | 0.23 | 2.85 | 2.8613
| Fire escape staircase brick work | 1 | 1 | 4.36 | 0.23 | 0.115 | 0.11532
| Fire escape staircase brick work | 1 | 2 | 4.28 | 0.23 | 0.115 | 0.22641
| Toilet chajja | 2 | 2 | 1.05 | 0.23 | 3.15 | 3.0429
| Deduction | -2 | 2 | 0.82 | 0.23 | 2.2 | -1.6597
| Corridor parapet wall | 4 | 1 | 14.42 | 0.23 | 0.115 | 1.5256
| C49-C50 | 1 | 1 | 2.6 | 0.23 | 1.1 | 0.6578
| Corridor conecting gallery | 2 | 1 | 2.05 | 0.23 | 1.1 | 1.0373
| Corridor conecting gallery | 1 | 2 | 6.34 | 0.23 | 1.1 | 3.208
| Corridor conecting gallery | 2 | 1 | 2 | 0.23 | 1.1 | 1.012
Sixth floor
| BH-IV/ Brick Work/Room(3000 x 5600) towards Space for Dry Cloths | 7 | 1 | 4.745 | 0.23 | 2.85 | 21.7724
| BH-IV/ Brick Work/Room(3000 x 5600) Outer Wall | 8 | 1 | 2.93 | 0.23 | 2.85 | 15.3649
| BH-IV/ Brick Work/Room Deduction W 1 | 8 | -1 | 1.8 | 0.23 | 1.2 | -3.9744
| BH-IV/ Brick Work/Room(3000 x 5600) Outer Wall | 8 | 1 | 2.815 | 0.23 | 2.85 | 14.7619
| BH-IV/ Brick Work/Room Deduction W 1 | 8 | -1 | 1.8 | 0.23 | 1.2 | -3.9744
| BH-IV/ Brick Work/Room(3000 x 5600) Outer Wall | 4 | 1 | 3 | 0.23 | 2.85 | 7.866
| BH-IV/ Brick Work/Room Deduction W 1 | 4 | -1 | 1.8 | 0.23 | 1.2 | -1.9872
| BH-IV/ Brick Work/Toilet Outer Wall | 2 | 2 | 4.32 | 0.23 | 2.85 | 11.327
| BH-IV/ Brick Work/Toilet Outer Wall Deduction V 1 | 2 | -2 | 2.2 | 0.23 | 0.45 | -0.9108
| BH-IV/ Brick Work/Toilet Outer Wall | 2 | 2 | 1.395 | 0.23 | 2.85 | 3.6577
| BH-IV/ Brick Work/Toilet Outer Wall | 2 | 2 | 2.2 | 0.23 | 2.85 | 5.7684
| BH-IV/ Brick Work/Toilet Outer Wall Deduction Exaust | 2 | -2 | 0.525 | 0.23 | 0.525 | -0.25358
| BH-IV/ Brick Work/Toilet Wall towards Lobby | 2 | 1 | 4.325 | 0.23 | 2.85 | 5.6701
| BH-IV/ Brick Work/Toilet Wall towards Lobby | 2 | 1 | 4.62 | 0.23 | 2.85 | 6.0568
| BH-IV/ Brick Work/Toilet Wall Deduction D 1 | 2 | -1 | 1.05 | 0.23 | 2.45 | -1.1834
| BH-IV/ Brick Work/Toilet Wall in toilet | 2 | 2 | 1.65 | 0.23 | 3.15 | 4.7817
| BH-IV/ Brick Work/Toilet Wall in toilet | 2 | 2 | 0.68 | 0.23 | 3.15 | 1.9706
| BH-IV/ Brick Work/lift Wall outer & towards Lobby | 1 | 1 | 2.26 | 0.23 | 2.85 | 1.4814
| BH-IV/ Brick Work/lift Wall outer & towards Lobby | 1 | 1 | 2.36 | 0.23 | 2.85 | 1.547
| Brick work/panel room | 1 | 1 | 4.02 | 0.23 | 1.1 | 1.0171
| Brick work/panel room | 1 | 1 | 4.325 | 0.23 | 1.1 | 1.0942
| Brick work/panel room/Fire pipe wall | 1 | 2 | 0.55 | 0.23 | 2.85 | 0.72105
| Brick Work Gallery jali | 1 | 5 | 1.7 | 0.23 | 2.85 | 5.5718
| Deduction | 1 | -5 | 1 | 0.23 | 2.55 | -2.9325
| Brick work/Fire escape area | 1 | 1 | 7.55 | 0.23 | 1.1 | 1.9102
| Lift area staircase brick work | 1 | 1 | 4.82 | 0.23 | 2.85 | 3.1595
| Lift area staircase brick work | 1 | 1 | 4.365 | 0.23 | 2.85 | 2.8613
| Fire escape staircase brick work | 1 | 1 | 4.36 | 0.23 | 0.115 | 0.11532
| Fire escape staircase brick work | 1 | 2 | 4.28 | 0.23 | 0.115 | 0.22641
| Toilet chajja | 2 | 2 | 1.05 | 0.23 | 3.15 | 3.0429
| Deduction | -2 | 2 | 0.82 | 0.23 | 2.2 | -1.6597
| Corridor parapet wall | 4 | 1 | 14.42 | 0.23 | 0.115 | 1.5256
| C49-C50 | 1 | 1 | 2.6 | 0.23 | 1.1 | 0.6578
| Corridor conecting gallery | 2 | 1 | 2.05 | 0.23 | 1.1 | 1.0373
| Corridor conecting gallery | 1 | 2 | 6.34 | 0.23 | 1.1 | 3.208
| Corridor conecting gallery | 2 | 1 | 2 | 0.23 | 1.1 | 1.012
Terrace floor brick work
| Courtyard parapet wall(C44-C47/C22-C44/C22-C25/C25-C47) | 1 | 4 | 14.42 | 0.23 | 1.1 | 14.593
| Terrace floor courtyard connecting gallery parapet(CB8/CB9) | 1 | 2 | 6.34 | 0.23 | 1.1 | 3.208
| Corridor connecting gallery brick work(CB8-CB11/CB2-CB9) | 1 | 4 | 2.03 | 0.23 | 1.1 | 2.0544
| Terrace floor courtyard connecting gallery parapet | 1 | 1 | 1.7 | 0.23 | 1.1 | 0.4301
| Terrace floor outer parapet wall | 1 | 1 | 144.181 | 0.23 | 1.1 | 36.4778
| Stair wall connecting gallery side wall(C63-C64) | 1 | 1 | 4.38 | 0.23 | 3.375 | 3.4
| Stair front side wall(C59-C63) | 1 | 1 | 4.83 | 0.23 | 3.375 | 3.7493
| Machine room mumty parapet wall(C44-C65/C42-C63) | 2 | 1 | 7.945 | 0.23 | 0.45 | 1.6446
| Machine room mumty parapet wall(C42-C44/C63-C65) | 2 | 1 | 7.87 | 0.23 | 0.45 | 1.6291
| Lift area front wall(C59) | 1 | 1 | 2.13 | 0.23 | 2.53 | 1.2394
| Lift area side wall(C59-C60) | 1 | 1 | 2.13 | 0.23 | 2.25 | 1.1023
| Lift area side wall(C42-C43) | 1 | 1 | 4.75 | 0.23 | 2.13 | 2.327
| Lift area side wall(C60) | 1 | 1 | 1.22 | 0.23 | 2.15 | 0.60329
| Lift area side wall(C60) | 1 | 1 | 1.12 | 0.23 | 0.76 | 0.19578
| Lift area side wall(C59-C60) | 1 | 1 | 2.25 | 0.23 | 0.76 | 0.3933
| Lift area side wall(C42-C43) | 1 | 1 | 4.73 | 0.23 | 0.75 | 0.81593
| Fire escape staircase brick wall(C50-C51) | 1 | 1 | 4.36 | 0.23 | 2.5 | 2.507
| Fire escape staircase brick wall(C50-C51) | -1 | 1 | 1.05 | 0.23 | 2 | -0.483
| Fire escape staircase parapet wall(C40-C50/C41-C51) | 2 | 1 | 7.4 | 0.23 | 1.1 | 3.7444
| Fire escape staircase parapet wall(C40-C41/C50-C51) | 2 | 1 | 4.5 | 0.23 | 1.1 | 2.277
| Water tank parapet wall | 4 | 1 | 5.945 | 0.23 | 0.3 | 1.6408
| Water tank parapet wall | 2 | 1 | 6.755 | 0.23 | 0.3 | 0.93219
| Water tank parapet wall | 2 | 1 | 6.53 | 0.23 | 0.3 | 0.90114
| Water tank parapet wall | 4 | 1 | 1.77 | 0.23 | 0.3 | 0.48852
| Terrace floor corridor connecting brick work | 1 | 1 | 1.7 | 0.23 | 1.06 | 0.41446
| 2nd floor roof brick work | 1 | 2 | 0.77 | 0.23 | 1.05 | 0.37191
| Expansion joint brick work | 1 | 1 | 1.67 | 0.23 | 0.48 | 0.18437
| Lift brick work | 7 | 1 | 2.82 | 0.23 | 2.34 | 10.6241
| Deduction | -7 | 1 | 1.15 | 0.23 | 2.2 | -4.0733
| Expansion joint brickwork | 1 | 1 | 1.66 | 0.23 | 0.43 | 0.16417
| On grid 5/G to K | 1 | 1 | 12.6 | 0.23 | 0.6 | 1.7388
| Brick work | 1 | 1 | 3.25 | 0.23 | 0.6 | 0.4485
| Brick work | 1 | 1 | 3.55 | 0.23 | 0.6 | 0.4899
| Brick work | 1 | 1 | 6.85 | 0.23 | 0.6 | 0.9453
| Brick work | 1 | 1 | 1.5 | 0.23 | 0.6 | 0.207
| Brick work | 1 | 1 | 1.43 | 0.23 | 0.6 | 0.19734
| Brick work | 1 | 1 | 0.94 | 0.23 | 0.6 | 0.12972
| Brick work | 1 | 1 | 1.67 | 0.23 | 0.6 | 0.23046
| Brick work | 1 | 1 | 4.75 | 0.23 | 0.6 | 0.6555
| Brick work | 1 | 1 | 6.05 | 0.23 | 0.6 | 0.8349
| Brick work | 1 | 1 | 8.73 | 0.23 | 0.6 | 1.2047
| Brick work | 1 | 1 | 6.05 | 0.23 | 0.6 | 0.8349
| Brick work | 1 | 1 | 5.3 | 0.23 | 0.6 | 0.7314
| Brick work | 1 | 1 | 1.53 | 0.23 | 0.6 | 0.21114
| Brick work | 1 | 1 | 1.53 | 0.23 | 0.6 | 0.21114
| Brick work | 1 | 1 | 10.7 | 0.23 | 0.6 | 1.4766
| Brick work | 1 | 1 | 24.5 | 0.23 | 0.6 | 3.381
| Brick work | 1 | 1 | 1.33 | 0.23 | 0.6 | 0.18354
| Brick work | 1 | 1 | 6.54 | 0.23 | 0.6 | 0.90252
| Brick work | 1 | 1 | 6.7 | 0.23 | 0.6 | 0.9246
| Brick work | 1 | 1 | 0.7 | 0.23 | 0.6 | 0.0966
| Brick work | 1 | 1 | 2.8 | 0.23 | 0.6 | 0.3864
| Brick work | 1 | 1 | 11.17 | 0.23 | 0.6 | 1.5415
| Brick work | 1 | 1 | 3 | 0.23 | 0.6 | 0.414
| Brick work | 1 | 1 | 2.69 | 0.23 | 0.6 | 0.37122
| Brick work | 1 | 1 | 6.53 | 0.23 | 0.6 | 0.90114
| Brick work | 1 | 1 | 1.6 | 0.23 | 0.6 | 0.2208
| Brick work | 1 | 1 | 1.23 | 0.23 | 0.6 | 0.16974
| Brick work | 1 | 1 | 1.05 | 0.23 | 0.6 | 0.1449
| Brick work | 1 | 1 | 1.75 | 0.23 | 0.6 | 0.2415
| Brick work | 1 | 1 | 6.45 | 0.23 | 0.6 | 0.8901
| Brick work | 1 | 1 | 3.2 | 0.23 | 0.6 | 0.4416
| Brick work | 1 | 1 | 24.57 | 0.23 | 0.6 | 3.3907
| Plumbing pipe base pillar | 80 | 1 | 0.35 | 0.23 | 0.18 | 1.1592
[6 empty] | Total | 1056.5987 | Cum
03.02 | Half brick masonry using selected quality burnt clay FPS brick of class designation 75 [Crushing strength not less than 75 kg/sqcm] in super structure laid in cement mortar 1:4 (1 cement : 4 coarse sand) mix, joints finished, flush raked to 6mm depth as directed by Project Manager including providing & placing 2 nos. 8mm dia MS bars reinforcement at every fourth course, curing , anchoring with concrete but excluding cost of cement (to be providing by LNMIIT) as per specification and drawing or as directed by Project Manager.
Ground floor
| BH-IV/ Brick Work/Room/Partition wall | 4 | 1 | 5.945 |  | 2.85 | 67.773
| BH-IV/ Brick Work/Center Room partition wall | 6 | 1 | 4.745 |  | 2.85 | 81.1395
| Handicap toilet partition wall | 1 | 1 | 2.38 |  | 2.85 | 6.783
| BH-IV/ Brick Work/Corner Room Wall Coridor Side | 3 | 1 | 2.93 |  | 2.85 | 25.0515
| Deduction door (D1) | 3 | -1 | 1.05 |  | 2.45 | -7.7175
| BH-IV/ Brick Work/Corner Room Wall Coridor Side | 2 | 1 | 5.86 |  | 2.85 | 33.402
| BH-IV/ Brick Work/Corner Room Wall Coridor Side Deduction D-1 | 2 | -1 | 1.05 |  | 2.45 | -5.145
| BH-IV/ Brick Work/Room Wall Coridor Side | 3 | 1 | 2.815 |  | 2.85 | 24.0683
| BH-IV/ Brick Work/Corner Room Wall Coridor Side Deduction D-1 | 3 | -1 | 1.05 |  | 2.45 | -7.7175
| BH-IV/ Brick Work/Center Room Wall Coridor Side | 2 | 1 | 3 |  | 2.85 | 17.1
| BH-IV/ Brick Work/Corner Room Wall Coridor Side Deduction D-1 | 2 | -1 | 1.05 |  | 2.45 | -5.145
| Brick work locker room | 1 | 1 | 8.86 |  | 2.85 | 25.251
| Deduction door | 1 | -1 | 1.05 |  | 2.85 | -2.9925
| Deduction door(D2) | 1 | -2 | 0.9 |  | 2.45 | -4.41
| BH-IV/ Brick Work/Outer Side Elevation Box | 1 | 4 | 10.94 |  | 3.15 | 137.844
| BH-IV/ Brick Work/Outer Side Elevation Box | 1 | 4 | 5.7 |  | 0.3 | 6.84
| Window deduction | -3 | 4 | 1.8 |  | 1.2 | -25.92
| BH-IV/ Brick Work/Outer Side RainWater Pipe Box (Coridore Shaft - Toilet Side, Air Cooling Plant Side) | 9 | 1 | 0.67 |  | 3.15 | 18.9945
| BH-IV/ Brick Work/Inner Side RainWater Pipe Box (Coridore Side) | 8 | 1 | 2.63 |  | 2.4 | 50.496
| BH-IV/ Brick Work/Inner Side RainWater Pipe Box (Coridore Side) | 8 | 1 | 2.03 |  | 0.9 | 14.616
| BH-IV/ Brick Work/Toilet Partition Wall for Bath and WC | 4 | 2 | 1.765 |  | 2.25 | 31.77
| BH-IV/ Brick Work/Toilet Partition Wall for Bath and WC | 2 | 2 | 3.52 |  | 2.25 | 31.68
| BH-IV/ Brick Work/Toilet Partition Wall for Bath and WC Deduction for door | 12 | -1 | 0.9 |  | 2.13 | -23.004
| Brick work toilet shaft door | 2 | 2 | 1.24 |  | 3.15 | 15.624
| Door deduction | -2 | 2 | 0.75 |  | 2.13 | -6.39
| BH-IV/ Brick Work/Toilet Entrance | 2 | 1 | 1.12 |  | 2.25 | 5.04
| Panel room wall | 1 | 1 | 4.095 |  | 2.85 | 11.6707
| Panel room wall | 1 | 1 | 3.64 |  | 2.85 | 10.374
| Deduction door(D1) | 1 | -1 | 1.05 |  | 2.45 | -2.5725
| Wardrobe partion wall | 8 | 1 | 0.6 |  | 3.15 | 15.12
| Wardrobe partion wall | 8 | 1 | 0.6 |  | 2.15 | 10.32
| Warden room partition wall | 1 | 1 | 0.6 |  | 3.15 | 1.89
| Ground floor staircase wall | 1 | 1 | 4.36 |  | 1.15 | 5.014
| Ground floor staircase wall | 2 | 1 | 4.28 |  | 1.15 | 9.844
| Panel room outer shaft wall | 5 | 1 | 0.6 |  | 3.15 | 9.45
| Panel room brick work | 1 | 1 | 3.65 |  | 0.9 | 3.285
| Near mess area all | 1 | 1 | 0.51 |  | 2.85 | 1.4535
First floor
| BH-IV/ Brick Work/Room/Partition wall | 8 | 1 | 5.715 |  | 2.85 | 130.302
| BH-IV/ Brick Work/Center Room partition wall | 9 | 1 | 4.745 |  | 2.85 | 121.7092
| BH-IV/ Brick Work/Corner Room Wall (R1) | 8 | 1 | 2.93 |  | 2.85 | 66.804
| Deduction door (D1) | 8 | -1 | 1.05 |  | 2.45 | -20.58
| BH-IV/ Brick Work/Corner Room Wall (R2) | 8 | 1 | 2.815 |  | 2.85 | 64.182
| BH-IV/ Brick Work/Corner Room Wall Coridor Side Deduction D-1 | 8 | -1 | 1.05 |  | 2.45 | -20.58
| BH-IV/ Brick Work Center room wall | 4 | 1 | 3 |  | 2.85 | 34.2
| BH-IV/ Brick Work Center room wall(D1) | 4 | -1 | 1.05 |  | 2.45 | -10.29
| BH-IV/ Brick Work/Outer Side Elevation Box | 1 | 4 | 10.94 |  | 3.15 | 137.844
| Window deduction | -4 | 3 | 1.8 |  | 1.2 | -25.92
| BH-IV/ Brick Work/Outer Side RainWater Pipe Box (Coridore Shaft - Toilet Side, Air Cooling Plant Side) | 9 | 1 | 0.67 |  | 3.15 | 18.9945
| BH-IV/ Brick Work/Inner Side RainWater Pipe Box (Coridore Side) | 8 | 1 | 2.63 |  | 2.4 | 50.496
| BH-IV/ Brick Work/Inner Side RainWater Pipe Box (Coridore Side) | 8 | 1 | 2.03 |  | 0.9 | 14.616
| BH-IV/ Brick Work/Toilet Partition Wall for Bath and WC | 4 | 2 | 1.765 |  | 2.25 | 31.77
| BH-IV/ Brick Work/Toilet Partition Wall for Bath and WC | 2 | 2 | 3.52 |  | 2.25 | 31.68
| BH-IV/ Brick Work/Toilet Partition Wall for Bath and WC Deduction for door | 12 | -1 | 0.9 |  | 2.13 | -23.004
| Brick work toilet shaft door | 2 | 2 | 1.24 |  | 3.15 | 15.624
| Door deduction | -2 | 2 | 0.75 |  | 2.13 | -6.39
| BH-IV/ Brick Work/Toilet Entrance | 2 | 1 | 1.12 |  | 2.25 | 5.04
| Panel room wall | 1 | 1 | 4.095 |  | 2.85 | 11.6707
| Panel room wall | 1 | 1 | 3.64 |  | 2.85 | 10.374
| Deduction door(D1) | 1 | -1 | 1.05 |  | 2.45 | -2.5725
| Wardrobe partion wall | 20 | 1 | 0.6 |  | 3.15 | 37.8
| Wardrobe partion wall | 20 | 1 | 0.6 |  | 2.15 | 25.8
| Corridor papapet wall | 4 | 1 | 14.42 |  | 1 | 57.68
| Fire exit staircase tapered parapet wall | 2 | 1 | 4.69 |  | 1 | 9.38
| Fire exit staircase parapet wall | 1 | 1 | 4.36 |  | 1 | 4.36
Second floor
| BH-IV/ Brick Work/Room/Partition wall | 8 | 1 | 5.715 |  | 2.85 | 130.302
| BH-IV/ Brick Work/Center Room partition wall | 9 | 1 | 4.745 |  | 2.85 | 121.7092
| BH-IV/ Brick Work/Corner Room Wall (R1) | 8 | 1 | 2.93 |  | 2.85 | 66.804
| Deduction door (D1) | 8 | -1 | 1.05 |  | 2.45 | -20.58
| BH-IV/ Brick Work/Corner Room Wall (R2) | 8 | 1 | 2.815 |  | 2.85 | 64.182
| BH-IV/ Brick Work/Corner Room Wall Coridor Side Deduction D-1 | 8 | -1 | 1.05 |  | 2.45 | -20.58
| BH-IV/ Brick Work Center room wall | 4 | 1 | 3 |  | 2.85 | 34.2
| BH-IV/ Brick Work Center room wall(D1) | 4 | -1 | 1.05 |  | 2.45 | -10.29
| BH-IV/ Brick Work/Outer Side Elevation Box | 1 | 4 | 10.94 |  | 3.15 | 137.844
| Window deduction | -4 | 3 | 1.8 |  | 1.2 | -25.92
| BH-IV/ Brick Work/Outer Side RainWater Pipe Box (Coridore Shaft - Toilet Side, Air Cooling Plant Side) | 9 | 1 | 0.67 |  | 3.15 | 18.9945
| BH-IV/ Brick Work/Inner Side RainWater Pipe Box (Coridore Side) | 8 | 1 | 2.63 |  | 2.4 | 50.496
| BH-IV/ Brick Work/Inner Side RainWater Pipe Box (Coridore Side) | 8 | 1 | 2.03 |  | 0.9 | 14.616
| BH-IV/ Brick Work/Toilet Partition Wall for Bath and WC | 4 | 2 | 1.765 |  | 2.25 | 31.77
| BH-IV/ Brick Work/Toilet Partition Wall for Bath and WC | 2 | 2 | 3.52 |  | 2.25 | 31.68
| BH-IV/ Brick Work/Toilet Partition Wall for Bath and WC Deduction for door | 12 | -1 | 0.9 |  | 2.13 | -23.004
| Brick work toilet shaft door | 2 | 2 | 1.24 |  | 3.15 | 15.624
| Door deduction | -2 | 2 | 0.75 |  | 2.13 | -6.39
| BH-IV/ Brick Work/Toilet Entrance | 2 | 1 | 1.12 |  | 2.25 | 5.04
| Panel room wall | 1 | 1 | 4.095 |  | 2.85 | 11.6707
| Panel room wall | 1 | 1 | 3.64 |  | 2.85 | 10.374
| Deduction door(D1) | 1 | -1 | 1.05 |  | 2.45 | -2.5725
| Wardrobe partion wall | 20 | 1 | 0.6 |  | 3.15 | 37.8
| Wardrobe partion wall | 20 | 1 | 0.6 |  | 2.15 | 25.8
| Corridor papapet wall | 4 | 1 | 14.42 |  | 1 | 57.68
| Fire exit staircase tapered parapet wall | 2 | 1 | 4.69 |  | 1 | 9.38
| Fire exit staircase parapet wall | 1 | 1 | 4.36 |  | 1 | 4.36
Third floor
| BH-IV/ Brick Work/Room/Partition wall | 8 | 1 | 5.715 |  | 2.85 | 130.302
| BH-IV/ Brick Work/Center Room partition wall | 9 | 1 | 4.745 |  | 2.85 | 121.7092
| BH-IV/ Brick Work/Corner Room Wall (R1) | 8 | 1 | 2.93 |  | 2.85 | 66.804
| Deduction door (D1) | 8 | -1 | 1.05 |  | 2.45 | -20.58
| BH-IV/ Brick Work/Corner Room Wall (R2) | 8 | 1 | 2.815 |  | 2.85 | 64.182
| BH-IV/ Brick Work/Corner Room Wall Coridor Side Deduction D-1 | 8 | -1 | 1.05 |  | 2.45 | -20.58
| BH-IV/ Brick Work Center room wall | 4 | 1 | 3 |  | 2.85 | 34.2
| BH-IV/ Brick Work Center room wall(D1) | 4 | -1 | 1.05 |  | 2.45 | -10.29
| BH-IV/ Brick Work/Outer Side Elevation Box | 1 | 4 | 10.94 |  | 3.15 | 137.844
| Window deduction | -4 | 3 | 1.8 |  | 1.2 | -25.92
| BH-IV/ Brick Work/Outer Side RainWater Pipe Box (Coridore Shaft - Toilet Side, Air Cooling Plant Side) | 9 | 1 | 0.67 |  | 3.15 | 18.9945
| BH-IV/ Brick Work/Inner Side RainWater Pipe Box (Coridore Side) | 8 | 1 | 2.63 |  | 2.4 | 50.496
| BH-IV/ Brick Work/Inner Side RainWater Pipe Box (Coridore Side) | 8 | 1 | 2.03 |  | 0.9 | 14.616
| BH-IV/ Brick Work/Toilet Partition Wall for Bath and WC | 4 | 2 | 1.765 |  | 2.25 | 31.77
| BH-IV/ Brick Work/Toilet Partition Wall for Bath and WC | 2 | 2 | 3.52 |  | 2.25 | 31.68
| BH-IV/ Brick Work/Toilet Partition Wall for Bath and WC Deduction for door | 12 | -1 | 0.9 |  | 2.13 | -23.004
| Brick work toilet shaft door | 2 | 2 | 1.24 |  | 3.15 | 15.624
| Door deduction | -2 | 2 | 0.75 |  | 2.13 | -6.39
| BH-IV/ Brick Work/Toilet Entrance | 2 | 1 | 1.12 |  | 2.25 | 5.04
| Panel room wall | 1 | 1 | 4.095 |  | 2.85 | 11.6707
| Panel room wall | 1 | 1 | 3.64 |  | 2.85 | 10.374
| Deduction door(D1) | 1 | -1 | 1.05 |  | 2.45 | -2.5725
| Wardrobe partion wall | 20 | 1 | 0.6 |  | 3.15 | 37.8
| Wardrobe partion wall | 20 | 1 | 0.6 |  | 2.15 | 25.8
| Corridor papapet wall | 4 | 1 | 14.42 |  | 1 | 57.68
| Fire exit staircase tapered parapet wall | 2 | 1 | 4.69 |  | 1 | 9.38
| Fire exit staircase parapet wall | 1 | 1 | 4.36 |  | 1 | 4.36
Fourth floor
| BH-IV/ Brick Work/Room/Partition wall | 8 | 1 | 5.715 |  | 2.85 | 130.302
| BH-IV/ Brick Work/Center Room partition wall | 9 | 1 | 4.745 |  | 2.85 | 121.7092
| BH-IV/ Brick Work/Corner Room Wall (R1) | 8 | 1 | 2.93 |  | 2.85 | 66.804
| Deduction door (D1) | 8 | -1 | 1.05 |  | 2.45 | -20.58
| BH-IV/ Brick Work/Corner Room Wall (R2) | 8 | 1 | 2.815 |  | 2.85 | 64.182
| BH-IV/ Brick Work/Corner Room Wall Coridor Side Deduction D-1 | 8 | -1 | 1.05 |  | 2.45 | -20.58
| BH-IV/ Brick Work Center room wall | 4 | 1 | 3 |  | 2.85 | 34.2
| BH-IV/ Brick Work Center room wall(D1) | 4 | -1 | 1.05 |  | 2.45 | -10.29
| BH-IV/ Brick Work/Outer Side Elevation Box | 1 | 4 | 10.94 |  | 3.15 | 137.844
| Window deduction | -4 | 3 | 1.8 |  | 1.2 | -25.92
| BH-IV/ Brick Work/Outer Side RainWater Pipe Box (Coridore Shaft - Toilet Side, Air Cooling Plant Side) | 9 | 1 | 0.67 |  | 3.15 | 18.9945
| BH-IV/ Brick Work/Inner Side RainWater Pipe Box (Coridore Side) | 8 | 1 | 2.63 |  | 2.4 | 50.496
| BH-IV/ Brick Work/Inner Side RainWater Pipe Box (Coridore Side) | 8 | 1 | 2.03 |  | 0.9 | 14.616
| BH-IV/ Brick Work/Toilet Partition Wall for Bath and WC | 4 | 2 | 1.765 |  | 2.25 | 31.77
| BH-IV/ Brick Work/Toilet Partition Wall for Bath and WC | 2 | 2 | 3.52 |  | 2.25 | 31.68
| BH-IV/ Brick Work/Toilet Partition Wall for Bath and WC Deduction for door | 12 | -1 | 0.9 |  | 2.13 | -23.004
| Brick work toilet shaft door | 2 | 2 | 1.24 |  | 3.15 | 15.624
| Door deduction | -2 | 2 | 0.75 |  | 2.13 | -6.39
| BH-IV/ Brick Work/Toilet Entrance | 2 | 1 | 1.12 |  | 2.25 | 5.04
| Panel room wall | 1 | 1 | 4.095 |  | 2.85 | 11.6707
| Panel room wall | 1 | 1 | 3.64 |  | 2.85 | 10.374
| Deduction door(D1) | 1 | -1 | 1.05 |  | 2.45 | -2.5725
| Wardrobe partion wall | 20 | 1 | 0.6 |  | 3.15 | 37.8
| Wardrobe partion wall | 20 | 1 | 0.6 |  | 2.15 | 25.8
| Corridor papapet wall | 4 | 1 | 14.42 |  | 1 | 57.68
| Fire exit staircase tapered parapet wall | 2 | 1 | 4.69 |  | 1 | 9.38
| Fire exit staircase parapet wall | 1 | 1 | 4.36 |  | 1 | 4.36
Fifth floor
| BH-IV/ Brick Work/Room/Partition wall | 8 | 1 | 5.715 |  | 2.85 | 130.302
| BH-IV/ Brick Work/Center Room partition wall | 9 | 1 | 4.745 |  | 2.85 | 121.7092
| BH-IV/ Brick Work/Corner Room Wall (R1) | 8 | 1 | 2.93 |  | 2.85 | 66.804
| Deduction door (D1) | 8 | -1 | 1.05 |  | 2.45 | -20.58
| BH-IV/ Brick Work/Corner Room Wall (R2) | 8 | 1 | 2.815 |  | 2.85 | 64.182
| BH-IV/ Brick Work/Corner Room Wall Coridor Side Deduction D-1 | 8 | -1 | 1.05 |  | 2.45 | -20.58
| BH-IV/ Brick Work Center room wall | 4 | 1 | 3 |  | 2.85 | 34.2
| BH-IV/ Brick Work Center room wall(D1) | 4 | -1 | 1.05 |  | 2.45 | -10.29
| BH-IV/ Brick Work/Outer Side Elevation Box | 1 | 4 | 10.94 |  | 3.15 | 137.844
| Window deduction | -4 | 3 | 1.8 |  | 1.2 | -25.92
| BH-IV/ Brick Work/Outer Side RainWater Pipe Box (Coridore Shaft - Toilet Side, Air Cooling Plant Side) | 9 | 1 | 0.67 |  | 3.15 | 18.9945
| BH-IV/ Brick Work/Inner Side RainWater Pipe Box (Coridore Side) | 8 | 1 | 2.63 |  | 2.4 | 50.496
| BH-IV/ Brick Work/Inner Side RainWater Pipe Box (Coridore Side) | 8 | 1 | 2.03 |  | 0.9 | 14.616
| BH-IV/ Brick Work/Toilet Partition Wall for Bath and WC | 4 | 2 | 1.765 |  | 2.25 | 31.77
| BH-IV/ Brick Work/Toilet Partition Wall for Bath and WC | 2 | 2 | 3.52 |  | 2.25 | 31.68
| BH-IV/ Brick Work/Toilet Partition Wall for Bath and WC Deduction for door | 12 | -1 | 0.9 |  | 2.13 | -23.004
| Brick work toilet shaft door | 2 | 2 | 1.24 |  | 3.15 | 15.624
| Door deduction | -2 | 2 | 0.75 |  | 2.13 | -6.39
| BH-IV/ Brick Work/Toilet Entrance | 2 | 1 | 1.12 |  | 2.25 | 5.04
| Panel room wall | 1 | 1 | 4.095 |  | 2.85 | 11.6707
| Panel room wall | 1 | 1 | 3.64 |  | 2.85 | 10.374
| Deduction door(D1) | 1 | -1 | 1.05 |  | 2.45 | -2.5725
| Wardrobe partion wall | 20 | 1 | 0.6 |  | 3.15 | 37.8
| Wardrobe partion wall | 20 | 1 | 0.6 |  | 2.15 | 25.8
| Corridor papapet wall | 4 | 1 | 14.42 |  | 1 | 57.68
| Fire exit staircase tapered parapet wall | 2 | 1 | 4.69 |  | 1 | 9.38
| Fire exit staircase parapet wall | 1 | 1 | 4.36 |  | 1 | 4.36
Sixth floor
| BH-IV/ Brick Work/Room/Partition wall | 8 | 1 | 5.715 |  | 2.85 | 130.302
| BH-IV/ Brick Work/Center Room partition wall | 9 | 1 | 4.745 |  | 2.85 | 121.7092
| BH-IV/ Brick Work/Corner Room Wall (R1) | 8 | 1 | 2.93 |  | 2.85 | 66.804
| Deduction door (D1) | 8 | -1 | 1.05 |  | 2.45 | -20.58
| BH-IV/ Brick Work/Corner Room Wall (R2) | 8 | 1 | 2.815 |  | 2.85 | 64.182
| BH-IV/ Brick Work/Corner Room Wall Coridor Side Deduction D-1 | 8 | -1 | 1.05 |  | 2.45 | -20.58
| BH-IV/ Brick Work Center room wall | 4 | 1 | 3 |  | 2.85 | 34.2
| BH-IV/ Brick Work Center room wall(D1) | 4 | -1 | 1.05 |  | 2.45 | -10.29
| BH-IV/ Brick Work/Outer Side RainWater Pipe Box (Coridore Shaft - Toilet Side, Air Cooling Plant Side) | 9 | 1 | 0.67 |  | 3.15 | 18.9945
| BH-IV/ Brick Work/Inner Side RainWater Pipe Box (Coridore Side) | 8 | 1 | 2.63 |  | 2.4 | 50.496
| BH-IV/ Brick Work/Inner Side RainWater Pipe Box (Coridore Side) | 8 | 1 | 2.03 |  | 0.9 | 14.616
| BH-IV/ Brick Work/Toilet Partition Wall for Bath and WC | 4 | 2 | 1.765 |  | 2.25 | 31.77
| BH-IV/ Brick Work/Toilet Partition Wall for Bath and WC | 2 | 2 | 3.52 |  | 2.25 | 31.68
| BH-IV/ Brick Work/Toilet Partition Wall for Bath and WC Deduction for door | 12 | -1 | 0.9 |  | 2.13 | -23.004
| Brick work toilet shaft door | 2 | 2 | 1.24 |  | 3.15 | 15.624
| Door deduction | -2 | 2 | 0.75 |  | 2.13 | -6.39
| BH-IV/ Brick Work/Toilet Entrance | 2 | 1 | 1.12 |  | 2.25 | 5.04
| Panel room wall | 1 | 1 | 4.095 |  | 2.85 | 11.6707
| Panel room wall | 1 | 1 | 3.64 |  | 2.85 | 10.374
| Deduction door(D1) | 1 | -1 | 1.05 |  | 2.45 | -2.5725
| Wardrobe partion wall | 20 | 1 | 0.6 |  | 3.15 | 37.8
| Wardrobe partion wall | 20 | 1 | 0.6 |  | 2.15 | 25.8
| Corridor papapet wall | 4 | 1 | 14.42 |  | 1 | 57.68
| Fire exit staircase tapered parapet wall | 2 | 1 | 4.69 |  | 1 | 9.38
| Fire exit staircase parapet wall | 1 | 1 | 4.36 |  | 1 | 4.36
Terrace floor brick work
| Water tank water cooler room wall | 3 | 1 | 1 |  | 2.16 | 6.48
| Water tank water cooler room wall | 3 | 1 | 1 |  | 2.16 | 6.48
| Water tank water cooler room wall | 3 | 1 | 3.5 |  | 2.25 | 23.625
| Water tank water cooler room wall | 3 | 1 | 1.7 |  | 2.25 | 11.475
| Terrace entry wall | 1 | 1 | 7 |  | 3.375 | 23.625
| Deduction | -2 | 1 | 1.2 |  | 0.9 | -2.16
| Deduction | -1 | 1 | 1.5 |  | 2.1 | -3.15
| Brick work bathroom | 14 | 1 | 0.75 |  | 0.56 | 5.88
| Expansion joint brick work | 2 | 1 | 1.67 |  | 0.48 | 1.6032
| Warden room toilet | 1 | 1 | 0.75 |  | 0.57 | 0.4275
| Handicap toilet | 1 | 1 | 0.8 |  | 0.55 | 0.44
| Brick work outer shaft | 9 | 1 | 0.67 |  | 1.1 | 6.633
[6 empty] | Total | 5176.2547 | Sqm
04.01 | waterproofing system for toilets, bathrooms, sunken slabs and similar wet areas
6th Floor
| Common area | 2 | 1 | 5.79 |  | 5.79 | 67.0482
| Shaft | 2 | 2 | 1.8 |  | 0.98 | 7.056
| Shaft | 2 | 2 | 4.75 |  | 0.3 | 5.7
| Bathroom(Bathrrom) | 3 | 2 | 1.8 |  | 1.1 | 11.88
| Bathroom(WC) | 3 | 2 | 1.8 |  | 1.1 | 11.88
| Bathroom(Bathrrom) | 3 | 4 | 4.94 |  | 0.3 | 17.784
| Bathroom inner area(Wall) | 3 | 2 | 4.53 |  | 2.25 | 61.155
| Deduction wall | -2 | 1 | 0.25 |  | 0.68 | -0.34
| Deduction wall | -2 | 1 | 0.57 |  | 0.145 | -0.1653
| Urinal area | 2 | 1 | 9.945 |  | 0.3 | 5.967
| Washbasin area | 2 | 1 | 6.4 |  | 0.3 | 3.84
| Wc bathroom outer | 2 | 2 | 1.33 |  | 0.3 | 1.596
| Jali area | 2 | 1 | 2.1 |  | 0.3 | 1.26
| Deduction wall | -2 | 1 | 1.1 |  | 0.16 | -0.352
5th Floor
| Common area | 2 | 1 | 5.79 |  | 5.79 | 67.0482
| Shaft | 2 | 2 | 1.8 |  | 0.98 | 7.056
| Shaft | 2 | 2 | 4.75 |  | 0.3 | 5.7
| Bathroom(Bathrrom) | 3 | 2 | 1.8 |  | 1.1 | 11.88
| Bathroom(WC) | 3 | 2 | 1.8 |  | 1.1 | 11.88
| Bathroom(Bathrrom) | 3 | 4 | 4.94 |  | 0.3 | 17.784
| Bathroom inner area(Wall) | 3 | 2 | 4.53 |  | 2.25 | 61.155
| Deduction wall | -2 | 1 | 0.25 |  | 0.68 | -0.34
| Deduction wall | -2 | 1 | 0.57 |  | 0.145 | -0.1653
| Urinal area | 2 | 1 | 9.945 |  | 0.3 | 5.967
| Washbasin area | 2 | 1 | 6.4 |  | 0.3 | 3.84
| Wc bathroom outer | 2 | 2 | 1.33 |  | 0.3 | 1.596
| Jali area | 2 | 1 | 2.1 |  | 0.3 | 1.26
| Deduction wall | -2 | 1 | 1.1 |  | 0.16 | -0.352
4th Floor
| Common area | 2 | 1 | 5.79 |  | 5.79 | 67.0482
| Shaft | 2 | 2 | 1.8 |  | 0.98 | 7.056
| Shaft | 2 | 2 | 4.75 |  | 0.3 | 5.7
| Bathroom(Bathrrom) | 3 | 2 | 1.8 |  | 1.1 | 11.88
| Bathroom(WC) | 3 | 2 | 1.8 |  | 1.1 | 11.88
| Bathroom(Bathrrom) | 3 | 4 | 4.94 |  | 0.3 | 17.784
| Bathroom inner area(Wall) | 3 | 2 | 4.53 |  | 2.25 | 61.155
| Deduction wall | -2 | 1 | 0.25 |  | 0.68 | -0.34
| Deduction wall | -2 | 1 | 0.57 |  | 0.145 | -0.1653
| Urinal area | 2 | 1 | 9.945 |  | 0.3 | 5.967
| Washbasin area | 2 | 1 | 6.4 |  | 0.3 | 3.84
| Wc bathroom outer | 2 | 2 | 1.33 |  | 0.3 | 1.596
| Jali area | 2 | 1 | 2.1 |  | 0.3 | 1.26
|  | -2 | 1 | 1.1 |  | 0.16 | -0.352
3rd Floor
| Common area | 2 | 1 | 5.79 |  | 5.79 | 67.0482
| Shaft | 2 | 2 | 1.8 |  | 0.98 | 7.056
| Shaft | 2 | 2 | 4.75 |  | 0.3 | 5.7
| Bathroom(Bathrrom) | 3 | 2 | 1.8 |  | 1.1 | 11.88
| Bathroom(WC) | 3 | 2 | 1.8 |  | 1.1 | 11.88
| Bathroom(Bathrrom) | 3 | 4 | 4.94 |  | 0.3 | 17.784
| Bathroom inner area(Wall) | 3 | 2 | 4.53 |  | 2.25 | 61.155
| Deduction wall | -2 | 1 | 0.25 |  | 0.68 | -0.34
| Deduction wall | -2 | 1 | 0.57 |  | 0.145 | -0.1653
| Urinal area | 2 | 1 | 9.945 |  | 0.3 | 5.967
| Washbasin area | 2 | 1 | 6.4 |  | 0.3 | 3.84
| Wc bathroom outer | 2 | 2 | 1.33 |  | 0.3 | 1.596
| Jali area | 2 | 1 | 2.1 |  | 0.3 | 1.26
| Deduction wall | -2 | 1 | 1.1 |  | 0.16 | -0.352
2nd floor
| Common area | 2 | 1 | 5.79 |  | 5.79 | 67.0482
| Shaft | 2 | 2 | 1.8 |  | 0.98 | 7.056
| Shaft | 2 | 2 | 4.75 |  | 0.3 | 5.7
| Bathroom(Bathrrom) | 3 | 2 | 1.8 |  | 1.1 | 11.88
| Bathroom(WC) | 3 | 2 | 1.8 |  | 1.1 | 11.88
| Bathroom(Bathrrom) | 3 | 4 | 4.94 |  | 0.3 | 17.784
| Bathroom inner area(Wall) | 3 | 2 | 4.53 |  | 2.25 | 61.155
| Deduction wall | -2 | 1 | 0.25 |  | 0.68 | -0.34
| Deduction wall | -2 | 1 | 0.57 |  | 0.145 | -0.1653
| Urinal area | 2 | 1 | 9.945 |  | 0.3 | 5.967
| Washbasin area | 2 | 1 | 6.4 |  | 0.3 | 3.84
| Wc bathroom outer | 2 | 2 | 1.36 |  | 0.3 | 1.632
| Jali area | 2 | 1 | 2.1 |  | 0.3 | 1.26
| Deduction wall | -2 | 1 | 1.1 |  | 0.16 | -0.352
1st floor
| Common area | 2 | 1 | 5.79 |  | 5.79 | 67.0482
| Shaft | 2 | 2 | 1.8 |  | 0.98 | 7.056
| Shaft | 2 | 2 | 4.75 |  | 0.3 | 5.7
| Bathroom(Bathrrom) | 3 | 2 | 1.8 |  | 1.1 | 11.88
| Bathroom(WC) | 3 | 2 | 1.8 |  | 1.1 | 11.88
| Bathroom(Bathrrom) | 3 | 4 | 4.94 |  | 0.3 | 17.784
| Bathroom inner area(Wall) | 3 | 2 | 4.53 |  | 2.25 | 61.155
| Deduction wall | -2 | 1 | 0.25 |  | 0.68 | -0.34
| Deduction wall | -2 | 1 | 0.57 |  | 0.145 | -0.1653
| Urinal area | 2 | 1 | 9.945 |  | 0.3 | 5.967
| Washbasin area | 2 | 1 | 6.4 |  | 0.3 | 3.84
| Wc bathroom outer | 2 | 2 | 1.36 |  | 0.3 | 1.632
| Jali area | 2 | 1 | 2.1 |  | 0.3 | 1.26
| Deduction wall | -2 | 1 | 1.1 |  | 0.16 | -0.352
Ground floor
| Common area | 2 | 1 | 5.79 |  | 5.79 | 67.0482
| Shaft | 2 | 2 | 1.8 |  | 0.98 | 7.056
| Shaft | 2 | 2 | 4.75 |  | 0.3 | 5.7
| Bathroom(Bathrrom) | 3 | 2 | 1.8 |  | 1.1 | 11.88
| Bathroom(WC) | 3 | 2 | 1.8 |  | 1.1 | 11.88
| Bathroom(Bathrrom) | 3 | 4 | 4.94 |  | 0.3 | 17.784
| Bathroom inner area(Wall) | 3 | 2 | 4.53 |  | 2.25 | 61.155
| Deduction wall | -2 | 1 | 0.25 |  | 0.68 | -0.34
| Deduction wall | -2 | 1 | 0.57 |  | 0.145 | -0.1653
| Urinal area | 2 | 1 | 9.945 |  | 0.3 | 5.967
| Washbasin area | 2 | 1 | 6.4 |  | 0.3 | 3.84
| Wc bathroom outer | 2 | 2 | 1.36 |  | 0.3 | 1.632
| Jali area | 2 | 1 | 2.1 |  | 0.3 | 1.26
| Deduction wall | -2 | 1 | 1.1 |  | 0.16 | -0.352
| Warden toilet/Handicap toilet | 2 | 1 | 2.75 |  | 2.42 | 13.31
| Warden toilet/Handicap toilet/wall | 2 | 1 | 10.34 |  | 0.3 | 6.204
| Door sill part | 2 | 1 | 0.15 |  | 0.9 | 0.27
| Drinking water area | 7 | 1 | 3.44 |  | 1.85 | 44.548
| Water proofing trench(2nd floor Roof) | 1 | 1 | 11.46 |  | 1.715 | 19.6539
| Underground water tank(Base) | 1 | 1 | 2.6 |  | 5.5 | 14.3
| Underground water tank(Wall) | 1 | 1 | 16.2 |  | 3.65 | 59.13
| Water tank Base | 2 | 2 | 4.76 |  | 1.77 | 33.7008
| Water tank wall | 4 | 2 | 4.76 |  | 3.5 | 133.28
| Water tank wall | 4 | 2 | 1.77 |  | 3.5 | 49.56
[6 empty] | Total | 1734.227 | Sqm
04.02 | Providing and laying integral cement based water proofing treatment including preparation of surface as required for treatment of roofs, terraces etc consisting of following operations: (a) Applying a slurry coat of neat cement using 2.75 kg/sqm of cement admixed with water proofing compound conforming to IS. 2645 and approved by Engineer-in-charge over the RCC slab including adjoining walls up to 300 mm height including cleaning the surface before treatment. Make Dr. Fixit or Pidilite as per EIC. (b) Laying brick bats with mortar using broken bricks/brick bats 25 mm to 115 mm size with 50% of cement mortar 1:5 (1 cement : 5 coarse sand) admixed with water proofing compound conforming to IS : 2645 and approved by Engineering- charge over 20 mm thick layer of cement mortar of mix 1:5 (1 cement :5 coarse sand ) admixed with water proofing compound conforming to IS : 2645 and approved by Engineering- charge to required slope and treating similarly the adjoining walls up to 300 mm height including rounding of junctions of walls and slabs. (c) After two days of proper curing applying a second coat of cement slurry using 2.75 kg/ sqm of cement admixed with water proofing compound conforming to IS : 2645 and approved by Engineer-in-charge. (d) Finishing the surface with 20 mm thick joint less cement mortar of mix 1:4 (1 cement :4 coarse sand) admixed with water proofing compound conforming to IS : 2645 and approved by Engineer-in-charge including laying glass fibre cloth of approved quality in top layer of plaster and finally finishing the surface with trowel with neat cement slurry and making pattern of 300x300 mm square 3 mm deep. (e) The whole terrace so finished shall be flooded with water for a minimum period of two weeks for curing and for final test. “All above operations to be done in order and as directed and specified by the Engineer-in-Charge : With average thickness of 120 mm and minimum thickness at Khurra as 65 mm. complete work in all respect as per direction of EIC. Only plan area shall be measured. Make of water proofing compound: CICO, SIKA, PIDILITE. (f) Providing gola 75mm x 75mm in cement concrete 1:2:4 (4 graded stone aggregate 10mm down gauge) including finishing with plaster 1:3 (1 cement : 3 fine sand) etc . Complete as required.
| Connecting gallery | 1 | 1 | 12 |  | 1.835 | 22.02
| Infront of machine room(Grid K to G/5 to 8) | 1 | 1 | 15.5 |  | 7.43 | 115.165
| Deduction column | 1 | -2 | 0.385 |  | 0.33 | -0.2541
| Grid 6 to 7/G to F | 1 | 1 | 2.235 |  | 1.18 | 2.6373
| Below water tank | 1 | 3 | 1.935 |  | 3.535 | 20.5207
| Below water tank | 1 | 3 | 1 |  | 0.15 | 0.45
| Near staircase bathroom side(Grid 4 to 5/E to F) | 1 | 1 | 3.49 |  | 1.73 | 6.0377
| Near staircase bathroom side(On grid F/4 to 5) | 1 | 1 | 1.85 |  | 0.565 | 1.0453
| Near fire escape staircase gallery(Grid E to F/5 to 7) | 1 | 1 | 5.8 |  | 6.1 | 35.38
| Near fire escape staircase gallery(Grid C to D/6 to 7) | 1 | 1 | 1.775 |  | 3.56 | 6.319
| Near fire escape staircase gallery(C56) | 1 | 1 | 1.775 |  | 0.73 | 1.2957
| Deduction column | 1 | -1 | 0.34 |  | 0.66 | -0.2244
| Deduction column | 1 | -1 | 0.345 |  | 0.375 | -0.12937
| Fire escape stairacse(Grid 7 to 8/G to C) | 1 | 1 | 9.65 |  | 1.68 | 16.212
| Infront of fire escape staircasee | 1 | 1 | 5.98 |  | 1.68 | 10.0464
| Hostel back side(Grid G to D/8 to 12) | 1 | 1 | 15.92 |  | 7.45 | 118.604
| Deduction column | 1 | -2 | 0.4 |  | 0.32 | -0.256
| Deduction column | 1 | -1 | 0.32 |  | 0.38 | -0.1216
| Deduction column | 1 | -1 | 0.64 |  | 0.335 | -0.2144
| Panel room side area(Grid E to G/12 to 15) | 1 | 1 | 6.65 |  | 6.66 | 44.289
| Grid G to K/12 to 15 | 1 | 1 | 15.62 |  | 7.43 | 116.0566
| Building front side | 1 | 1 | 1.66 |  | 1.66 | 2.7556
| Building front side | 1 | 1 | 2.23 |  | 1.17 | 2.6091
| Near shaft | 1 | 1 | 0.48 |  | 1.9 | 0.912
| Front side | 1 | 1 | 1.74 |  | 3.56 | 6.1944
| "" | 1 | 1 | 5.76 |  | 5.87 | 33.8112
| "" | 1 | 1 | 3.5 |  | 1.75 | 6.125
| Shaft back side | 1 | 1 | 0.49 |  | 1.9 | 0.931
| Water tank gallery | 1 | 1 | 1.175 |  | 2.22 | 2.6085
| Between water tank and machine room(Grid N to K/8 to 12) | 1 | 1 | 15.37 |  | 7.45 | 114.5065
| Deduction column | 1 | -2 | 0.38 |  | 0.34 | -0.2584
| Machine room mumty(Grid K to N/5 to 8) | 1 | 1 | 7.115 |  | 7.492 | 53.3056
| Fire escape mumty(A to B/7 to 9) | 1 | 1 | 6.962 |  | 4.515 | 31.4334
| Above water tank slab | 4 | 1 | 4.76 |  | 1.77 | 33.7008
| Brick coba Mumty inner side | 1 | 1 | 5.11 |  | 1.78 | 9.0958
| Brick coba Mumty inner side | 1 | 1 | 3.815 |  | 2.34 | 8.9271
| deduction of step | -1 | 1 | 1.15 |  | 0.3 | -0.345
| 2nd floor roof brick coba | 1 | 1 | 11.46 |  | 6.3 | 72.198
| 2nd floor roof brick coba | 2 | 1 | 11.46 |  | 0.615 | 14.0958
[6 empty] | Total | 907.4852 | Sqm
04.05 | #REF!
| Water tank Base | 2 | 2 | 4.76 |  | 1.77 | 33.7008
| Water tank wall | 4 | 2 | 4.76 |  | 3.5 | 133.28
| Water tank wall | 4 | 2 | 1.77 |  | 3.5 | 49.56
| Water tank | 1 | 1 | 16.2 |  | 3.65 | 59.13
| Water tank base | 1 | 1 | 2.6 |  | 5.5 | 14.3
[6 empty] | Total | 289.9708 | Sqm
05.01 | Providing & fixing 125mm Thick bijoliya make stone door frame fixing
| Ground floor rooms | 22 | 1 |  |  | 5.25 | 115.5 |  | 5250
| First floor rooms | 23 | 1 |  |  | 5.25 | 120.75 |  | 5100
| second floor rooms | 23 | 1 |  |  | 5.25 | 120.75 |  | 4950
| third floor rooms | 23 | 1 |  |  | 5.25 | 120.75
| fourth floor rooms | 23 | 1 |  |  | 5.25 | 120.75
| fifth floor rooms | 23 | 1 |  |  | 5.25 | 120.75
| sixth floor rooms | 23 | 1 |  |  | 5.25 | 120.75
| WC and bathroom door | 14 | 7 |  |  | 5.1 | 499.8
| Shaft door | 14 | 2 |  |  | 4.95 | 138.6
| Handicap toilet | 1 | 1 |  |  | 4.95 | 4.95
[7 empty] | 1483.35 | Rmt
0
05.03 | P / F Single Leaf / Double leaf seasoned hardwood Flush Door : (Size: as Drawing) fabricated in 35-40 mm thk.flush door Panel finished 1mm thick laminate (as/sample approved make) on both faces. The laminate has to be fixed with hairline grooves. All the laminate grains to be vertical & spray applied spray applied PU ( ICA, Pidilite make) finished (Seasoned red merantii wood) margin match to laminate shade on exposed edges as per design, and 100mm high 1mm thk. 304 grade SS kick plate wrapped around at bottom of door on both faces to be adhesive bonded and all door hardware including 150mm high SS pull handle, S.S butt hinges 4 Nos per door , floor mounted D type door stop, open arm door closer, mortise or Cylindrical round handle cum lock or mortise handle with lock , 100mm high 0.5mm thk. 304 grade SS kick plate wrapped around at bottom of door on both faces and behind the door handle of approved makes as per hardware drawing etc & including fire proof paint of Viper/ Acro make on all edges of panel. all complete as per design and drawing. ( The thickness of shutter in all the cases should not be less than 35mm either veneered or laminated finish) (Cost of providing 40 mm beading, door seal to be included in the quoted rate). SS brush hardware only
35 m.m. thick shutters
| Ground Floor | 21 | 1 | 1.97 |  | 0.96 | 39.7152
| First floor to sixth floor | 23 | 6 | 1.97 |  | 0.96 | 260.9856
| Warden room toilet | 1 | 1 | 1.97 |  | 0.8 | 1.576
Providing and fixing Door in toilet area
| Bathroom (Ground floor to sixth floor) | 12 | 7 | 0.815 |  | 1.985 | 135.8931
| Ground floor | 1 | 1 | 0.815 |  | 1.985 | 1.6178
| Shaft room | 4 | 7 | 0.685 |  | 1.985 | 38.0723
| Shaft room(Ground floor) | 3 | 1 | 0.685 |  | 1.985 | 4.0792
| Warden room toilet | 1 | 1 | 0.815 |  | 2.055 | 1.6748
483.614
05.03.02
0
0
0
[7 empty] | 0 | Sqm
05.04.01 | Providing and fixing tower bolt (barrel type) with necessary screws etc. complete.
05.04.01A | 250 x 10mm.
| 1st floor to sixth floor(Rooms) | 23 |  | 6 |  | 1 | 138
| Ground floor | 21 |  | 1 |  | 1 | 21
| Panel rooms | 7 |  | 1 |  | 1 | 7
| Aluminum doors | 7 |  | 1 |  | 1 | 7
[7 empty] | 173 | Nos
05.04.01B | 150 x 10mm
| 1st floor to sixth floor(Rooms) | 23 |  | 6 |  | 1 | 138
| Ground floor to sixth floor(Rooms) | 21 |  | 1 |  | 1 | 21
| Panel rooms | 7 |  | 1 |  | 1 | 7
| Bathroom and WC | 12 |  | 7 |  | 1 | 84
[7 empty] | 250 | Nos
05.04.02 | Providing and fixing brushed steel handles with necessary screws etc. complete.
05.04.02A | 150 mm
| Ground floor to sixth floor(Rooms) | 23 |  | 6 |  | 2 | 276
| Ground floor to sixth floor(Rooms) | 15 |  | 1 |  | 2 | 30
| Bathroom and WC doors | 12 |  | 7 |  | 2 | 168
| Shaft room | 7 |  | 4 |  | 2 | 56
| Warden room toilet | 1 |  | 1 |  | 2 | 2
[7 empty] | 532 | Nos
05.04.03 | Providing and fixing sliding door bolts
05.04.03B | 250 mm
| Ground floor to sixth floor(Rooms) | 23 |  | 6 |  | 1 | 138
| Ground floor to sixth floor(Rooms) | 21 |  | 1 |  | 1 | 21
| Shaft room | 7 |  | 4 |  | 1 | 28
| Warden room toilet | 1 |  | 1 |  | 1 | 1
[7 empty] | 188 | Nos
05.04.04 | Door stopper
| Ground floor to sixth floor(Rooms) | 23 |  | 6 |  | 1 | 138
| Ground floor to sixth floor(Rooms) | 21 |  | 1 |  | 1 | 21
| Warden room toilet | 1 |  | 1 |  | 1 | 1
[7 empty] | 160 | Nos
05.05 | Providing and fixing 19 mm thick commercial block board shutters for Cup-board , 6 mm thick teak wood lipping on all three edges of shutters including 4 nos. brushed steel heavy duty butt hinges of size 75 mm with matching screws & at the rebeat side of shutter 1" x 1" teak wood member to be provided , and also fixing 0.5mm thick white color laminate on inside surface & 0.8mm thick laminate of wooden texture on external surface of the shutters . The rates coated for this items included PVC buffers, hardware, adhesive, latch, lock, polishing where required etc. all complete as per design and drawing.
Ground floor
| Wardrobe shutter | 1 | 18 | 0.915 |  | 1.83 | 30.1401
| Wardrobe shutter | 1 | 18 | 0.84 |  | 1.83 | 27.6696
| Warden room wardrobe | 1 | 1 | 1.05 |  | 1.98 | 2.079
First floor
| Wardrobe shutter | 1 | 20 | 0.915 |  | 1.83 | 33.489
| Wardrobe shutter | 1 | 20 | 0.84 |  | 1.83 | 30.744
Second floor
| Wardrobe shutter | 1 | 20 | 0.915 |  | 1.83 | 33.489
| Wardrobe shutter | 1 | 20 | 0.84 |  | 1.83 | 30.744
Third floor
| Wardrobe shutter | 1 | 20 | 0.915 |  | 1.83 | 33.489
| Wardrobe shutter | 1 | 20 | 0.84 |  | 1.83 | 30.744
Fourth floor
| Wardrobe shutter | 1 | 20 | 0.915 |  | 1.83 | 33.489
| Wardrobe shutter | 1 | 20 | 0.84 |  | 1.83 | 30.744
Fifth floor
| Wardrobe shutter | 1 | 20 | 0.915 |  | 1.83 | 33.489
| Wardrobe shutter | 1 | 20 | 0.84 |  | 1.83 | 30.744
Sixth floor
| Wardrobe shutter | 1 | 20 | 0.915 |  | 1.83 | 33.489
| Wardrobe shutter | 1 | 20 | 0.84 |  | 1.83 | 30.744
[7 empty] | 445.2867 | Sqm
06.04 | Providing and laying 20mm thick stone to staircase with 20mm thick cement mortar 1:4 (1 cement : 4 coarse sand) and joint to be filled with white cement pigmented slurry to match the shade of stone etc. complete including 0.5mm machine cut edges to be champhered and polished, polishing on stone as per drawing.
06.04.01 | Treads of steps including rounding the edges and providing 3 nos. non skid grooves of size 3mm x 3mm per tread.
G.F to FF Floor
| 1st Flight | 8 | 1 | 1.85 |  | 0.33 | 4.884
| 1st Landing | 1 | 1 | 1.97 |  | 1.93 | 3.8021
| 2nd Flight | 3 | 1 | 1.85 |  | 0.33 | 1.8315
| 2nd Landing | 1 | 1 | 2.01 |  | 1.91 | 3.8391
| 3rd Flight | 9 | 1 | 1.85 |  | 0.33 | 5.4945
| 1st Flight skirting | 4 | 1 | 0.3 |  | 0.1 | 0.12
| 1st Flight skirting | 4 | 1 | 0.15 |  | 0.1 | 0.06
| 1st Landing skirting | 13 | 1 | 0.3 |  | 0.1 | 0.39
| 2nd Flight skirting | 3 | 1 | 0.3 |  | 0.1 | 0.09
| 2nd Flight skirting | 3 | 1 | 0.15 |  | 0.1 | 0.045
| 2nd Landing skirting | 13 | 1 | 0.3 |  | 0.1 | 0.39
| 3rd Flight skirting | 9 | 1 | 0.3 |  | 0.1 | 0.27
| 3rd Flight skirting | 9 | 1 | 0.15 |  | 0.1 | 0.135
F.F to SF Floor
| 1st Flight | 8 | 1 | 1.85 |  | 0.33 | 4.884
| 1st Landing | 1 | 1 | 1.97 |  | 1.93 | 3.8021
| 2nd Flight | 3 | 1 | 1.85 |  | 0.33 | 1.8315
| 2nd Landing | 1 | 1 | 2.01 |  | 1.91 | 3.8391
| 3rd Flight | 9 | 1 | 1.85 |  | 0.33 | 5.4945
| 1st Flight skirting | 4 | 1 | 0.3 |  | 0.1 | 0.12
| 1st Flight skirting | 4 | 1 | 0.15 |  | 0.1 | 0.06
| 1st Landing skirting | 13 | 1 | 0.3 |  | 0.1 | 0.39
| 2nd Flight skirting | 3 | 1 | 0.3 |  | 0.1 | 0.09
| 2nd Flight skirting | 3 | 1 | 0.15 |  | 0.1 | 0.045
| 2nd Landing skirting | 13 | 1 | 0.3 |  | 0.1 | 0.39
| 3rd Flight skirting | 9 | 1 | 0.3 |  | 0.1 | 0.27
| 3rd Flight skirting | 9 | 1 | 0.15 |  | 0.1 | 0.135
S.F to TF
| 1st Flight | 8 | 1 | 1.85 |  | 0.33 | 4.884
| 1st Landing | 1 | 1 | 1.97 |  | 1.93 | 3.8021
| 2nd Flight | 3 | 1 | 1.85 |  | 0.33 | 1.8315
| 2nd Landing | 1 | 1 | 2.01 |  | 1.91 | 3.8391
| 3rd Flight | 9 | 1 | 1.85 |  | 0.33 | 5.4945
| 1st Flight skirting | 4 | 1 | 0.3 |  | 0.1 | 0.12
| 1st Flight skirting | 4 | 1 | 0.15 |  | 0.1 | 0.06
| 1st Landing skirting | 13 | 1 | 0.3 |  | 0.1 | 0.39
| 2nd Flight skirting | 3 | 1 | 0.3 |  | 0.1 | 0.09
| 2nd Flight skirting | 3 | 1 | 0.15 |  | 0.1 | 0.045
| 2nd Landing skirting | 13 | 1 | 0.3 |  | 0.1 | 0.39
| 3rd Flight skirting | 9 | 1 | 0.3 |  | 0.1 | 0.27
| 3rd Flight skirting | 9 | 1 | 0.15 |  | 0.1 | 0.135
T.F to FF
| 1st Flight | 8 | 1 | 1.85 |  | 0.33 | 4.884
| 1st Landing | 1 | 1 | 1.97 |  | 1.93 | 3.8021
| 2nd Flight | 3 | 1 | 1.85 |  | 0.33 | 1.8315
| 2nd Landing | 1 | 1 | 2.01 |  | 1.91 | 3.8391
| 3rd Flight | 9 | 1 | 1.85 |  | 0.33 | 5.4945
| 1st Flight skirting | 4 | 1 | 0.3 |  | 0.1 | 0.12
| 1st Flight skirting | 4 | 1 | 0.15 |  | 0.1 | 0.06
| 1st Landing skirting | 13 | 1 | 0.3 |  | 0.1 | 0.39
| 2nd Flight skirting | 3 | 1 | 0.3 |  | 0.1 | 0.09
| 2nd Flight skirting | 3 | 1 | 0.15 |  | 0.1 | 0.045
| 2nd Landing skirting | 13 | 1 | 0.3 |  | 0.1 | 0.39
| 3rd Flight skirting | 9 | 1 | 0.3 |  | 0.1 | 0.27
| 3rd Flight skirting | 9 | 1 | 0.15 |  | 0.1 | 0.135
F.F to FF
| 1st Flight | 8 | 1 | 1.85 |  | 0.33 | 4.884
| 1st Landing | 1 | 1 | 1.97 |  | 1.93 | 3.8021
| 2nd Flight | 3 | 1 | 1.85 |  | 0.33 | 1.8315
| 2nd Landing | 1 | 1 | 2.01 |  | 1.91 | 3.8391
| 3rd Flight | 9 | 1 | 1.85 |  | 0.33 | 5.4945
| 1st Flight skirting | 4 | 1 | 0.3 |  | 0.1 | 0.12
| 1st Flight skirting | 4 | 1 | 0.15 |  | 0.1 | 0.06
| 1st Landing skirting | 13 | 1 | 0.3 |  | 0.1 | 0.39
| 2nd Flight skirting | 3 | 1 | 0.3 |  | 0.1 | 0.09
| 2nd Flight skirting | 3 | 1 | 0.15 |  | 0.1 | 0.045
| 2nd Landing skirting | 13 | 1 | 0.3 |  | 0.1 | 0.39
| 3rd Flight skirting | 9 | 1 | 0.3 |  | 0.1 | 0.27
| 3rd Flight skirting | 9 | 1 | 0.15 |  | 0.1 | 0.135
F.F to S.F
| 1st Flight | 8 | 1 | 1.85 |  | 0.33 | 4.884
| 1st Landing | 1 | 1 | 1.97 |  | 1.93 | 3.8021
| 2nd Flight | 3 | 1 | 1.85 |  | 0.33 | 1.8315
| 2nd Landing | 1 | 1 | 2.01 |  | 1.91 | 3.8391
| 3rd Flight | 9 | 1 | 1.85 |  | 0.33 | 5.4945
| 1st Flight skirting | 4 | 1 | 0.3 |  | 0.1 | 0.12
| 1st Flight skirting | 4 | 1 | 0.15 |  | 0.1 | 0.06
| 1st Landing skirting | 13 | 1 | 0.3 |  | 0.1 | 0.39
| 2nd Flight skirting | 3 | 1 | 0.3 |  | 0.1 | 0.09
| 2nd Flight skirting | 3 | 1 | 0.15 |  | 0.1 | 0.045
| 2nd Landing skirting | 13 | 1 | 0.3 |  | 0.1 | 0.39
| 3rd Flight skirting | 9 | 1 | 0.3 |  | 0.1 | 0.27
| 3rd Flight skirting | 9 | 1 | 0.15 |  | 0.1 | 0.135
S.F to T.F.
| 1st Flight | 8 | 1 | 1.85 |  | 0.33 | 4.884
| 1st Landing | 1 | 1 | 1.97 |  | 1.93 | 3.8021
| 2nd Flight | 3 | 1 | 1.85 |  | 0.33 | 1.8315
| 2nd Landing | 1 | 1 | 2.01 |  | 1.91 | 3.8391
| 3rd Flight | 9 | 1 | 1.85 |  | 0.33 | 5.4945
| 1st Flight skirting | 4 | 1 | 0.3 |  | 0.1 | 0.12
| 1st Flight skirting | 4 | 1 | 0.15 |  | 0.1 | 0.06
| 1st Landing skirting | 13 | 1 | 0.3 |  | 0.1 | 0.39
| 2nd Flight skirting | 3 | 1 | 0.3 |  | 0.1 | 0.09
| 2nd Flight skirting | 3 | 1 | 0.15 |  | 0.1 | 0.045
| 2nd Landing skirting | 13 | 1 | 0.3 |  | 0.1 | 0.39
| 3rd Flight skirting | 9 | 1 | 0.3 |  | 0.1 | 0.27
| 3rd Flight skirting | 9 | 1 | 0.15 |  | 0.1 | 0.135
Ground Floor to Sixth floor
| Step | 7 | 2 | 0.28 |  | 0.66 | 2.5872
| Step | 7 | 1 | 0.28 |  | 1.12 | 2.1952
G.F to FF Floor
| 1st Flight | 10 | 1 | 1.83 |  | 0.33 | 6.039
| Skirting | 10 | 1 | 0.3 |  | 0.1 | 0.3
| Skirting | 10 | 1 | 0.15 |  | 0.1 | 0.15
| Landing | 1 | 1 | 4.5 |  | 1.8 | 8.1
| Skirting | 27 | 1 | 0.3 |  | 0.1 | 0.81
| 2nd Flight | 10 | 1 | 1.83 |  | 0.33 | 6.039
| Skirting | 10 | 1 | 0.3 |  | 0.1 | 0.3
| Skirting | 10 | 1 | 0.15 |  | 0.1 | 0.15
| Step | 1 | 1 | 4.5 |  | 0.45 | 2.025
| Deduction | -1 | 1 | 0.21 |  | 0.815 | -0.17115
F.F to SF Floor
| 3rd Flight | 10 | 1 | 1.83 |  | 0.33 | 6.039
| Skirting | 10 | 1 | 0.3 |  | 0.1 | 0.3
| Skirting | 10 | 1 | 0.15 |  | 0.1 | 0.15
| Landing | 1 | 1 | 4.5 |  | 1.8 | 8.1
| Skirting | 27 | 1 | 0.3 |  | 0.1 | 0.81
| 4th Flight | 10 | 1 | 1.83 |  | 0.33 | 6.039
| Skirting | 10 | 1 | 0.3 |  | 0.1 | 0.3
| Skirting | 10 | 1 | 0.15 |  | 0.1 | 0.15
| Step | 1 | 1 | 4.5 |  | 0.45 | 2.025
| Deduction | -1 | 1 | 0.21 |  | 0.815 | -0.17115
S.F to TF
| 5th Flight | 10 | 1 | 1.83 |  | 0.33 | 6.039
| Skirting | 10 | 1 | 0.3 |  | 0.1 | 0.3
| Skirting | 10 | 1 | 0.15 |  | 0.1 | 0.15
| Landing | 1 | 1 | 4.5 |  | 1.8 | 8.1
| Skirting | 27 | 1 | 0.3 |  | 0.1 | 0.81
| 6th Flight | 10 | 1 | 1.83 |  | 0.33 | 6.039
| Skirting | 10 | 1 | 0.3 |  | 0.1 | 0.3
| Skirting | 10 | 1 | 0.15 |  | 0.1 | 0.15
| Step | 1 | 1 | 4.5 |  | 0.45 | 2.025
| Deduction | -1 | 1 | 0.21 |  | 0.815 | -0.17115
T.F to FF
| 7th Flight | 10 | 1 | 1.83 |  | 0.33 | 6.039
| Skirting | 10 | 1 | 0.3 |  | 0.1 | 0.3
| Skirting | 10 | 1 | 0.15 |  | 0.1 | 0.15
| Landing | 1 | 1 | 4.5 |  | 1.8 | 8.1
| Skirting | 27 | 1 | 0.3 |  | 0.1 | 0.81
| 8th Fight | 10 | 1 | 1.83 |  | 0.33 | 6.039
| Skirting | 10 | 1 | 0.3 |  | 0.1 | 0.3
| Skirting | 10 | 1 | 0.15 |  | 0.1 | 0.15
| Step | 1 | 1 | 4.5 |  | 0.45 | 2.025
| Deduction | -1 | 1 | 0.21 |  | 0.815 | -0.17115
F.F to FF
| 9th Flight | 10 | 1 | 1.83 |  | 0.33 | 6.039
| Skirting | 10 | 1 | 0.3 |  | 0.1 | 0.3
| Skirting | 10 | 1 | 0.15 |  | 0.1 | 0.15
| Landing | 1 | 1 | 4.5 |  | 1.8 | 8.1
| Skirting | 27 | 1 | 0.3 |  | 0.1 | 0.81
| 10th Flight | 10 | 1 | 1.83 |  | 0.33 | 6.039
| Skirting | 10 | 1 | 0.3 |  | 0.1 | 0.3
| Skirting | 10 | 1 | 0.15 |  | 0.1 | 0.15
| Step | 1 | 1 | 4.5 |  | 0.45 | 2.025
| Deduction | -1 | 1 | 0.21 |  | 0.815 | -0.17115
F.F to S.F
| 11th Flight | 10 | 1 | 1.83 |  | 0.33 | 6.039
| Skirting | 10 | 1 | 0.3 |  | 0.1 | 0.3
| Skirting | 10 | 1 | 0.15 |  | 0.1 | 0.15
| Landing | 1 | 1 | 4.5 |  | 1.8 | 8.1
| Skirting | 27 | 1 | 0.3 |  | 0.1 | 0.81
| 12th Flight | 10 | 1 | 1.83 |  | 0.33 | 6.039
| Skirting | 10 | 1 | 0.3 |  | 0.1 | 0.3
| Skirting | 10 | 1 | 0.15 |  | 0.1 | 0.15
| Step | 1 | 1 | 4.5 |  | 0.45 | 2.025
| Deduction | -1 | 1 | 0.21 |  | 0.815 | -0.17115
S.F to S.F
| 13th Flight | 10 | 1 | 1.83 |  | 0.33 | 6.039
| Skirting | 10 | 1 | 0.3 |  | 0.1 | 0.3
| Skirting | 10 | 1 | 0.15 |  | 0.1 | 0.15
| Landing | 1 | 1 | 4.5 |  | 1.8 | 8.1
| Skirting | 27 | 1 | 0.3 |  | 0.1 | 0.81
| 14th Flight | 10 | 1 | 1.83 |  | 0.33 | 6.039
| Skirting | 10 | 1 | 0.3 |  | 0.1 | 0.3
| Skirting | 10 | 1 | 0.15 |  | 0.1 | 0.15
| Step | 1 | 1 | 4.5 |  | 0.45 | 2.025
| Deduction | -1 | 1 | 0.21 |  | 0.815 | -0.17115
[6 empty] | Total | 320.4337 | Sqm
06.04.02 | riser of steps kota stone
Lift staircase
G.F to FF Floor
| 1st Flight | 9 | 1 | 1.85 |  | 0.125 | 2.0813
| 2nd Flight | 4 | 1 | 1.85 |  | 0.125 | 0.925
| 3rd Flight | 9 | 1 | 1.85 |  | 0.125 | 2.0813
F.F to S.F Floor
| 1st Flight | 9 | 1 | 1.85 |  | 0.125 | 2.0813
| 2nd Flight | 4 | 1 | 1.85 |  | 0.125 | 0.925
| 3rd Flight | 9 | 1 | 1.85 |  | 0.125 | 2.0813
S.F to T.F
| 1st Flight | 9 | 1 | 1.85 |  | 0.125 | 2.0813
| 2nd Flight | 4 | 1 | 1.85 |  | 0.125 | 0.925
| 3rd Flight | 9 | 1 | 1.85 |  | 0.125 | 2.0813
T.F to F.F
| 1st Flight | 9 | 1 | 1.85 |  | 0.125 | 2.0813
| 2nd Flight | 4 | 1 | 1.85 |  | 0.125 | 0.925
| 3rd Flight | 9 | 1 | 1.85 |  | 0.125 | 2.0813
F.F to F.F Floor
| 1st Flight | 9 | 1 | 1.85 |  | 0.125 | 2.0813
| 2nd Flight | 4 | 1 | 1.85 |  | 0.125 | 0.925
| 3rd Flight | 9 | 1 | 1.85 |  | 0.125 | 2.0813
F.F to S.F Floor
| 1st Flight | 9 | 1 | 1.85 |  | 0.125 | 2.0813
| 2nd Flight | 4 | 1 | 1.85 |  | 0.125 | 0.925
| 3rd Flight | 9 | 1 | 1.85 |  | 0.125 | 2.0813
F.F to S.F Floor
| 1st Flight | 9 | 1 | 1.85 |  | 0.125 | 2.0813
| 2nd Flight | 4 | 1 | 1.85 |  | 0.125 | 0.925
| 3rd Flight | 9 | 1 | 1.85 |  | 0.125 | 2.0813
Fire escape staircase
G.F to FF Floor
| 1st Flight | 11 | 1 | 1.83 |  | 0.125 | 2.5163
| 2nd Flight | 11 | 1 | 1.83 |  | 0.125 | 2.5163
S.F to T.F
| 3rd Flight | 11 | 1 | 1.83 |  | 0.125 | 2.5163
| 4th Flight | 11 | 1 | 1.83 |  | 0.125 | 2.5163
T.F to F.F
| 5th Flight | 11 | 1 | 1.83 |  | 0.125 | 2.5163
| 6th flight | 11 | 1 | 1.83 |  | 0.125 | 2.5163
F.F to F.F Floor
| 7th Flight | 11 | 1 | 1.83 |  | 0.125 | 2.5163
| 8th Flight | 11 | 1 | 1.83 |  | 0.125 | 2.5163
F.F to S.F Floor
| 9th Flight | 11 | 1 | 1.83 |  | 0.125 | 2.5163
| 10th Flight | 11 | 1 | 1.83 |  | 0.125 | 2.5163
S.F to S.F Floor
| 11th Flight | 11 | 1 | 1.83 |  | 0.125 | 2.5163
| 12th Flight | 11 | 1 | 1.83 |  | 0.125 | 2.5163
S.F to S.F Floor
| 13th Flight | 11 | 1 | 1.83 |  | 0.125 | 2.5163
| 14th Flight | 11 | 1 | 1.83 |  | 0.125 | 2.5163
[6 empty] | Total | 70.84 | Sqm
06.05 | Providing and laying tile flooring of approval make, shade as approved by Architect over adequate thickness of mortar (1:4), making joint with PVC spacers of 3 mm to be filled with tile grout with approved pigmented to match the shade of tile & laid as per design & drawing approved by Architect for various thick of tiles but excluding cost of cement (to be providing by LNMIIT).
06.05.01 | Ceramic tile ( basic rate Rs. 35 per sqft )
Sixth floor
| Common area | 2 | 1 | 5.85 |  | 5.85 | 68.445
| Shaft area | 2 | 2 | 1.72 |  | 0.75 | 5.16
| Bathroom inner area | 3 | 2 | 1.72 |  | 1.06 | 10.9392
| WC inner area | 3 | 2 | 1.72 |  | 1.06 | 10.9392
| Deduction(Wall) | -2 | 2 | 0.69 |  | 0.28 | -0.7728
| Deduction(Wall) | -2 | 1 | 1.12 |  | 0.17 | -0.3808
| Deduction(Wall) | -2 | 1 | 0.59 |  | 0.17 | -0.2006
| Bathroom wall top tile(Entry wall) | 2 | 1 | 1.115 |  | 0.15 | 0.3345
| Wall top | 2 | 2 | 3.55 |  | 0.15 | 2.13
| WC and bathroom wall top | 4 | 2 | 1.64 |  | 0.15 | 1.968
Fifth floor
| Common area | 2 | 1 | 5.85 |  | 5.85 | 68.445
| Shaft area | 2 | 2 | 1.72 |  | 0.75 | 5.16
| Bathroom inner area | 3 | 2 | 1.72 |  | 1.06 | 10.9392
| WC inner area | 3 | 2 | 1.72 |  | 1.06 | 10.9392
| Deduction(Wall) | -2 | 2 | 0.69 |  | 0.28 | -0.7728
| Deduction(Wall) | -2 | 1 | 1.12 |  | 0.17 | -0.3808
| Deduction(Wall) | -2 | 1 | 0.59 |  | 0.17 | -0.2006
| Bathroom wall top tile(Entry wall) | 2 | 1 | 1.115 |  | 0.15 | 0.3345
| Wall top | 2 | 2 | 3.55 |  | 0.15 | 2.13
| WC and bathroom wall top | 4 | 2 | 1.64 |  | 0.15 | 1.968
Fourth floor
| Common area | 2 | 1 | 5.85 |  | 5.85 | 68.445
| Shaft area | 2 | 2 | 1.72 |  | 0.75 | 5.16
| Bathroom inner area | 3 | 2 | 1.72 |  | 1.06 | 10.9392
| WC inner area | 3 | 2 | 1.72 |  | 1.06 | 10.9392
| Deduction(Wall) | -2 | 2 | 0.69 |  | 0.28 | -0.7728
| Deduction(Wall) | -2 | 1 | 1.12 |  | 0.17 | -0.3808
| Deduction(Wall) | -2 | 1 | 0.59 |  | 0.17 | -0.2006
| Bathroom wall top tile(Entry wall) | 2 | 1 | 1.115 |  | 0.15 | 0.3345
| Wall top | 2 | 2 | 3.55 |  | 0.15 | 2.13
| WC and bathroom wall top | 4 | 2 | 1.64 |  | 0.15 | 1.968
Third floor
| Common area | 2 | 1 | 5.85 |  | 5.85 | 68.445
| Shaft area | 2 | 2 | 1.72 |  | 0.75 | 5.16
| Bathroom inner area | 3 | 2 | 1.72 |  | 1.06 | 10.9392
| WC inner area | 3 | 2 | 1.72 |  | 1.06 | 10.9392
| Deduction(Wall) | -2 | 2 | 0.69 |  | 0.28 | -0.7728
| Deduction(Wall) | -2 | 1 | 1.12 |  | 0.17 | -0.3808
| Deduction(Wall) | -2 | 1 | 0.59 |  | 0.17 | -0.2006
| Bathroom wall top tile(Entry wall) | 2 | 1 | 1.115 |  | 0.15 | 0.3345
| Wall top | 2 | 2 | 3.55 |  | 0.15 | 2.13
| WC and bathroom wall top | 4 | 2 | 1.64 |  | 0.15 | 1.968
Second floor
| Common area | 2 | 1 | 5.85 |  | 5.85 | 68.445
| Shaft area | 2 | 2 | 1.72 |  | 0.75 | 5.16
| Bathroom inner area | 3 | 2 | 1.72 |  | 1.06 | 10.9392
| WC inner area | 3 | 2 | 1.72 |  | 1.06 | 10.9392
| Deduction(Wall) | -2 | 2 | 0.69 |  | 0.28 | -0.7728
| Deduction(Wall) | -2 | 1 | 1.12 |  | 0.17 | -0.3808
| Deduction(Wall) | -2 | 1 | 0.59 |  | 0.17 | -0.2006
| Bathroom wall top tile(Entry wall) | 2 | 1 | 1.115 |  | 0.15 | 0.3345
| Wall top | 2 | 2 | 3.55 |  | 0.15 | 2.13
| WC and bathroom wall top | 4 | 2 | 1.64 |  | 0.15 | 1.968
First floor
| Common area | 2 | 1 | 5.85 |  | 5.85 | 68.445
| Shaft area | 2 | 2 | 1.72 |  | 0.75 | 5.16
| Bathroom inner area | 3 | 2 | 1.72 |  | 1.06 | 10.9392
| WC inner area | 3 | 2 | 1.72 |  | 1.06 | 10.9392
| Deduction(Wall) | -2 | 2 | 0.69 |  | 0.28 | -0.7728
| Deduction(Wall) | -2 | 1 | 1.12 |  | 0.17 | -0.3808
| Deduction(Wall) | -2 | 1 | 0.59 |  | 0.17 | -0.2006
| Bathroom wall top tile(Entry wall) | 2 | 1 | 1.115 |  | 0.15 | 0.3345
| Wall top | 2 | 2 | 3.55 |  | 0.15 | 2.13
| WC and bathroom wall top | 4 | 2 | 1.64 |  | 0.15 | 1.968
Ground floor
| Common area | 2 | 1 | 5.85 |  | 5.85 | 68.445
| Shaft area | 2 | 2 | 1.72 |  | 0.75 | 5.16
| Bathroom inner area | 3 | 2 | 1.72 |  | 1.06 | 10.9392
| WC inner area | 3 | 2 | 1.72 |  | 1.06 | 10.9392
| Deduction(Wall) | -2 | 2 | 0.69 |  | 0.28 | -0.7728
| Deduction(Wall) | -2 | 1 | 1.12 |  | 0.17 | -0.3808
| Deduction(Wall) | -2 | 1 | 0.59 |  | 0.17 | -0.2006
| Bathroom wall top tile(Entry wall) | 2 | 1 | 1.115 |  | 0.15 | 0.3345
| Wall top | 2 | 2 | 3.55 |  | 0.15 | 2.13
| WC and bathroom wall top | 4 | 2 | 1.64 |  | 0.15 | 1.968
| Warden room toilet | 1 | 1 | 2.74 |  | 2.42 | 6.6308
| Handicap toilet | 1 | 1 | 2.74 |  | 2.42 | 6.6308
[7 empty] | 703.1935 | Sqm
06.05.02 | Vitrified tile ( basic rate Rs. 50 per sqft )
Sixth floor
| Rooms | 20 | 1 | 3 |  | 5.6 | 336
| Corridor gallery | 4 | 1 | 15.92 |  | 1.7 | 108.256
| Corridor gallery | 3 | 1 | 1.7 |  | 1.7 | 8.67
| Grid M to L/12 to 13/Grid L to K/13 to 15/Grid G to F/6 to 7 | 3 | 1 | 5.01 |  | 1.7 | 25.551
| Grid F to E/12 to 13 /Grid G to F/13 to 14 | 2 | 1 | 5 |  | 2.18 | 21.8
| Wall | -3 | 1 | 0.145 |  | 0.485 | -0.21097
| Panel room | 1 | 1 | 4.35 |  | 4.35 | 18.9225
| Grid 7 to 8/ A to F | 1 | 1 | 13.695 |  | 1.7 | 23.2815
| Grid M to K/7 to 8 | 1 | 1 | 3.8 |  | 2.54 | 9.652
| Grid L to K/5 to 7 | 1 | 1 | 2.55 |  | 4.86 | 12.393
| Deduction | -1 | 1 | 1.66 |  | 0.69 | -1.1454
| Connecting gallery | 1 | 1 | 12.7 |  | 1.85 | 23.495
| Deduction of coloum | -11 | 1 | 0.45 |  | 0.09 | -0.4455
| Machine room (Terrace) | 1 | 1 | 3 |  | 2.35 | 7.05
Fifth floor
| Rooms | 20 | 1 | 3 |  | 5.6 | 336
| Corridor gallery | 4 | 1 | 15.92 |  | 1.7 | 108.256
| Corridor gallery | 3 | 1 | 1.7 |  | 1.7 | 8.67
| Grid M to L/12 to 13/Grid L to K/13 to 15/Grid G to F/6 to 7 | 3 | 1 | 5.01 |  | 1.7 | 25.551
| Grid F to E/12 to 13 /Grid G to F/13 to 14 | 2 | 1 | 5 |  | 2.18 | 21.8
| Wall | -3 | 1 | 0.145 |  | 0.485 | -0.21097
| Panel room | 1 | 1 | 4.35 |  | 4.35 | 18.9225
| Grid 7 to 8/ A to F | 1 | 1 | 13.695 |  | 1.7 | 23.2815
| Grid M to K/7 to 8 | 1 | 1 | 3.8 |  | 2.54 | 9.652
| Grid L to K/5 to 7 | 1 | 1 | 2.55 |  | 4.86 | 12.393
| Deduction | -1 | 1 | 1.66 |  | 0.69 | -1.1454
| Connecting gallery | 1 | 1 | 12.7 |  | 1.85 | 23.495
| Deduction of coloum | -11 | 1 | 0.45 |  | 0.09 | -0.4455
Fourth floor
| Rooms | 20 | 1 | 3 |  | 5.6 | 336
| Corridor gallery | 4 | 1 | 15.92 |  | 1.7 | 108.256
| Corridor gallery | 3 | 1 | 1.7 |  | 1.7 | 8.67
| Grid M to L/12 to 13/Grid L to K/13 to 15/Grid G to F/6 to 7 | 3 | 1 | 5.01 |  | 1.7 | 25.551
| Grid F to E/12 to 13 /Grid G to F/13 to 14 | 2 | 1 | 5 |  | 2.18 | 21.8
| Wall | -3 | 1 | 0.145 |  | 0.485 | -0.21097
| Panel room | 1 | 1 | 4.35 |  | 4.35 | 18.9225
| Grid 7 to 8/ A to F | 1 | 1 | 13.695 |  | 1.7 | 23.2815
| Grid M to K/7 to 8 | 1 | 1 | 3.8 |  | 2.54 | 9.652
| Grid L to K/5 to 7 | 1 | 1 | 2.55 |  | 4.86 | 12.393
| Deduction | -1 | 1 | 1.66 |  | 0.69 | -1.1454
| Connecting gallery | 1 | 1 | 12.7 |  | 1.85 | 23.495
| Deduction of coloum | -11 | 1 | 0.45 |  | 0.09 | -0.4455
Third floor
| Rooms | 20 | 1 | 3 |  | 5.6 | 336
| Corridor gallery | 4 | 1 | 15.92 |  | 1.7 | 108.256
| Corridor gallery | 3 | 1 | 1.7 |  | 1.7 | 8.67
| Grid M to L/12 to 13/Grid L to K/13 to 15/Grid G to F/6 to 7 | 3 | 1 | 5.01 |  | 1.7 | 25.551
| Grid F to E/12 to 13 /Grid G to F/13 to 14 | 2 | 1 | 5 |  | 2.18 | 21.8
| Wall | -3 | 1 | 0.145 |  | 0.485 | -0.21097
| Panel room | 1 | 1 | 4.35 |  | 4.35 | 18.9225
| Grid 7 to 8/ A to F | 1 | 1 | 13.695 |  | 1.7 | 23.2815
| Grid M to K/7 to 8 | 1 | 1 | 3.8 |  | 2.54 | 9.652
| Grid L to K/5 to 7 | 1 | 1 | 2.55 |  | 4.86 | 12.393
| Deduction | -1 | 1 | 1.66 |  | 0.69 | -1.1454
| Connecting gallery | 1 | 1 | 12.7 |  | 1.85 | 23.495
| Deduction of coloum | -11 | 1 | 0.45 |  | 0.09 | -0.4455
Second floor
| Rooms | 20 | 1 | 3 |  | 5.6 | 336
| Corridor gallery | 4 | 1 | 15.92 |  | 1.7 | 108.256
| Corridor gallery | 3 | 1 | 1.7 |  | 1.7 | 8.67
| Grid M to L/12 to 13/Grid L to K/13 to 15/Grid G to F/6 to 7 | 3 | 1 | 5.01 |  | 1.7 | 25.551
| Grid F to E/12 to 13 /Grid G to F/13 to 14 | 2 | 1 | 5 |  | 2.18 | 21.8
| Wall | -3 | 1 | 0.145 |  | 0.485 | -0.21097
| Panel room | 1 | 1 | 4.35 |  | 4.35 | 18.9225
| Grid 7 to 8/ A to F | 1 | 1 | 13.695 |  | 1.7 | 23.2815
| Grid M to K/7 to 8 | 1 | 1 | 3.8 |  | 2.54 | 9.652
| Grid L to K/5 to 7 | 1 | 1 | 2.55 |  | 4.86 | 12.393
| Deduction | -1 | 1 | 1.66 |  | 0.69 | -1.1454
| Connecting gallery | 1 | 1 | 12.7 |  | 1.85 | 23.495
| Deduction of coloum | -11 | 1 | 0.45 |  | 0.09 | -0.4455
First floor
| Rooms | 20 | 1 | 3 |  | 5.6 | 336
| Corridor gallery | 4 | 1 | 15.92 |  | 1.7 | 108.256
| Corridor gallery | 3 | 1 | 1.7 |  | 1.7 | 8.67
| Grid M to L/12 to 13/Grid L to K/13 to 15/Grid G to F/6 to 7 | 3 | 1 | 5.01 |  | 1.7 | 25.551
| Grid F to E/12 to 13 /Grid G to F/13 to 14 | 2 | 1 | 5 |  | 2.18 | 21.8
| Wall | -3 | 1 | 0.145 |  | 0.485 | -0.21097
| Panel room | 1 | 1 | 4.35 |  | 4.35 | 18.9225
| Grid 7 to 8/ A to F | 1 | 1 | 13.695 |  | 1.7 | 23.2815
| Grid M to K/7 to 8 | 1 | 1 | 3.8 |  | 2.54 | 9.652
| Grid L to K/5 to 7 | 1 | 1 | 2.55 |  | 4.86 | 12.393
| Deduction | -1 | 1 | 1.66 |  | 0.69 | -1.1454
Ground floor
| Rooms | 8 | 1 | 3 |  | 5.6 | 134.4
| Kitchen | 1 | 1 | 6.085 |  | 5.6 | 34.076
| Locker/Luggage room | 1 | 1 | 9.23 |  | 5.6 | 51.688
| Warden room | 1 | 1 | 3.5 |  | 5.6 | 19.6
| Mess area | 1 | 1 | 15.46 |  | 5.6 | 86.576
| Mess area(Column deduction) | -2 | 1 | 0.3 |  | 0.6 | -0.36
| Corridor gallery | 4 | 1 | 15.92 |  | 1.98 | 126.0864
| Corridor gallery | 3 | 1 | 1.7 |  | 1.7 | 8.67
| Grid M to L/12 to 13/Grid L to K/13 to 15/Grid G to F/6 to 7 | 3 | 1 | 5.01 |  | 1.7 | 25.551
| Grid F to E/12 to 13 /Grid G to F/13 to 14 | 2 | 1 | 5 |  | 2.18 | 21.8
| Wall | -3 | 1 | 0.145 |  | 0.485 | -0.21097
| Panel room | 1 | 1 | 4.35 |  | 3.41 | 14.8335
| Grid 7 to 8/ A to F | 1 | 1 | 13.705 |  | 1.7 | 23.2985
| Grid M to K/7 to 8 | 1 | 1 | 3.8 |  | 2.54 | 9.652
| Lift stairase | 1 | 1 | 7.145 |  | 4.86 | 34.7247
| Fire exit staircase | 1 | 1 | 5.265 |  | 4.5 | 23.6925
[6 empty] | Total | 4115.3929 | Sqm
06.06 | Item same as 6.5 above of tile flooring but for skirting / dado.
06.06.01 | Ceramic tile ( basic rate Rs. 35 per sqft )
Sixth floor
| Bathroom inner area(Wall) | 3 | 2 | 4.53 |  | 2.25 | 61.155
| WC inner area | 3 | 2 | 4.53 |  | 2.25 | 61.155
| Shaft area wall | 2 | 2 | 2.34 |  | 0.45 | 4.212
| Washbasin wall | 2 | 1 | 6.3 |  | 2.25 | 28.35
| Deduction(Wall) | -2 | 1 | 3.14 |  | 0.14 | -0.8792
| Washbasin wall | 2 | 2 | 0.75 |  | 0.6 | 1.8
| Urinal area wall | 2 | 1 | 9.75 |  | 2.25 | 43.875
| Bathroom and WC outer wall | 2 | 2 | 5.79 |  | 2.25 | 52.11
| Deduction(Shaft door) | -2 | 1 | 0.74 |  | 2.01 | -2.9748
| WC Door | -3 | 2 | 0.88 |  | 2.01 | -10.6128
| Jali area | -2 | 1 | 1.35 |  | 0.76 | -2.052
| Deduction(Shaft door) | -2 | 1 | 0.74 |  | 2.01 | -2.9748
| Bathroom (Door) | -3 | 2 | 0.88 |  | 2.01 | -10.6128
| Jali area | -2 | 1 | 1.35 |  | 0.76 | -2.052
| Drinking water area | 1 | 1 | 3.44 |  | 1.85 | 6.364
Fifth floor
| Bathroom inner area(Wall) | 3 | 2 | 4.53 |  | 2.25 | 61.155
| WC inner area | 3 | 2 | 4.53 |  | 2.25 | 61.155
| Shaft area wall | 2 | 2 | 2.34 |  | 0.45 | 4.212
| Washbasin wall | 2 | 1 | 6.3 |  | 2.25 | 28.35
| Deduction(Wall) | -2 | 1 | 3.14 |  | 0.14 | -0.8792
| Washbasin wall | 2 | 2 | 0.75 |  | 0.6 | 1.8
| Urinal area wall | 2 | 1 | 9.75 |  | 2.25 | 43.875
| Bathroom and WC outer wall | 2 | 2 | 5.79 |  | 2.25 | 52.11
| Deduction(Shaft door) | -2 | 1 | 0.74 |  | 2.01 | -2.9748
| WC Door | -3 | 2 | 0.88 |  | 2.01 | -10.6128
| Jali area | -2 | 1 | 1.35 |  | 0.76 | -2.052
| Deduction(Shaft door) | -2 | 1 | 0.74 |  | 2.01 | -2.9748
| Bathroom (Door) | -3 | 2 | 0.88 |  | 2.01 | -10.6128
| Jali area | -2 | 1 | 1.35 |  | 0.76 | -2.052
| Drinking water area | 1 | 1 | 3.44 |  | 1.85 | 6.364
Fourth floor
| Bathroom inner area(Wall) | 3 | 2 | 4.53 |  | 2.25 | 61.155
| WC inner area | 3 | 2 | 4.53 |  | 2.25 | 61.155
| Shaft area wall | 2 | 2 | 2.34 |  | 0.45 | 4.212
| Washbasin wall | 2 | 1 | 6.3 |  | 2.25 | 28.35
| Deduction(Wall) | -2 | 1 | 3.14 |  | 0.14 | -0.8792
| Washbasin wall | 2 | 2 | 0.75 |  | 0.6 | 1.8
| Urinal area wall | 2 | 1 | 9.75 |  | 2.25 | 43.875
| Bathroom and WC outer wall | 2 | 2 | 5.79 |  | 2.25 | 52.11
| Deduction(Shaft door) | -2 | 1 | 0.74 |  | 2.01 | -2.9748
| WC Door | -3 | 2 | 0.88 |  | 2.01 | -10.6128
| Jali area | -2 | 1 | 1.35 |  | 0.76 | -2.052
| Deduction(Shaft door) | -2 | 1 | 0.74 |  | 2.01 | -2.9748
| Bathroom (Door) | -3 | 2 | 0.88 |  | 2.01 | -10.6128
| Jali area | -2 | 1 | 1.35 |  | 0.76 | -2.052
| Drinking water area | 1 | 1 | 3.44 |  | 1.85 | 6.364
Third floor
| Bathroom inner area(Wall) | 3 | 2 | 4.53 |  | 2.25 | 61.155
| WC inner area | 3 | 2 | 4.53 |  | 2.25 | 61.155
| Shaft area wall | 2 | 2 | 2.34 |  | 0.45 | 4.212
| Washbasin wall | 2 | 1 | 6.3 |  | 2.25 | 28.35
| Deduction(Wall) | -2 | 1 | 3.14 |  | 0.14 | -0.8792
| Washbasin wall | 2 | 2 | 0.75 |  | 0.6 | 1.8
| Urinal area wall | 2 | 1 | 9.75 |  | 2.25 | 43.875
| Bathroom and WC outer wall | 2 | 2 | 5.79 |  | 2.25 | 52.11
| Deduction(Shaft door) | -2 | 1 | 0.74 |  | 2.01 | -2.9748
| WC Door | -3 | 2 | 0.88 |  | 2.01 | -10.6128
| Jali area | -2 | 1 | 1.35 |  | 0.76 | -2.052
| Deduction(Shaft door) | -2 | 1 | 0.74 |  | 2.01 | -2.9748
| Bathroom (Door) | -3 | 2 | 0.88 |  | 2.01 | -10.6128
| Jali area | -2 | 1 | 1.35 |  | 0.76 | -2.052
| Drinking water area | 1 | 1 | 3.44 |  | 1.85 | 6.364
Second floor
| Bathroom inner area(Wall) | 3 | 2 | 4.53 |  | 2.25 | 61.155
| WC inner area | 3 | 2 | 4.53 |  | 2.25 | 61.155
| Shaft area wall | 2 | 2 | 2.34 |  | 0.45 | 4.212
| Washbasin wall | 2 | 1 | 6.3 |  | 2.25 | 28.35
| Deduction(Wall) | -2 | 1 | 3.14 |  | 0.14 | -0.8792
| Washbasin wall | 2 | 2 | 0.75 |  | 0.6 | 1.8
| Urinal area wall | 2 | 1 | 9.75 |  | 2.25 | 43.875
| Bathroom and WC outer wall | 2 | 2 | 5.79 |  | 2.25 | 52.11
| Deduction(Shaft door) | -2 | 1 | 0.74 |  | 2.01 | -2.9748
| WC Door | -3 | 2 | 0.88 |  | 2.01 | -10.6128
| Jali area | -2 | 1 | 1.35 |  | 0.76 | -2.052
| Deduction(Shaft door) | -2 | 1 | 0.74 |  | 2.01 | -2.9748
| Bathroom (Door) | -3 | 2 | 0.88 |  | 2.01 | -10.6128
| Jali area | -2 | 1 | 1.35 |  | 0.76 | -2.052
| Drinking water area | 1 | 1 | 3.44 |  | 1.85 | 6.364
First floor
| Bathroom inner area(Wall) | 3 | 2 | 4.53 |  | 2.25 | 61.155
| WC inner area | 3 | 2 | 4.53 |  | 2.25 | 61.155
| Shaft area wall | 2 | 2 | 2.34 |  | 0.45 | 4.212
| Washbasin wall | 2 | 1 | 6.3 |  | 2.25 | 28.35
| Deduction(Wall) | -2 | 1 | 3.14 |  | 0.14 | -0.8792
| Washbasin wall | 2 | 2 | 0.75 |  | 0.6 | 1.8
| Urinal area wall | 2 | 1 | 9.75 |  | 2.25 | 43.875
| Bathroom and WC outer wall | 2 | 2 | 5.79 |  | 2.25 | 52.11
| Deduction(Shaft door) | -2 | 1 | 0.74 |  | 2.01 | -2.9748
| WC Door | -3 | 2 | 0.88 |  | 2.01 | -10.6128
| Jali area | -2 | 1 | 1.35 |  | 0.76 | -2.052
| Deduction(Shaft door) | -2 | 1 | 0.74 |  | 2.01 | -2.9748
| Bathroom (Door) | -3 | 2 | 0.88 |  | 2.01 | -10.6128
| Jali area | -2 | 1 | 1.35 |  | 0.76 | -2.052
| Drinking water area | 1 | 1 | 3.44 |  | 1.85 | 6.364
Ground floor
| Bathroom inner area(Wall) | 3 | 2 | 4.53 |  | 2.25 | 61.155
| WC inner area | 3 | 2 | 4.53 |  | 2.25 | 61.155
| Shaft area wall | 2 | 2 | 2.34 |  | 0.45 | 4.212
| Washbasin wall | 2 | 1 | 6.3 |  | 2.25 | 28.35
| Deduction(Wall) | -2 | 1 | 3.14 |  | 0.14 | -0.8792
| Washbasin wall | 2 | 2 | 0.75 |  | 0.6 | 1.8
| Urinal area wall | 2 | 1 | 9.75 |  | 2.25 | 43.875
| Bathroom and WC outer wall | 2 | 2 | 5.79 |  | 2.25 | 52.11
| Deduction(Shaft door) | -2 | 1 | 0.74 |  | 2.01 | -2.9748
| WC Door | -3 | 2 | 0.88 |  | 2.01 | -10.6128
| Jali area | -2 | 1 | 1.35 |  | 0.76 | -2.052
| Deduction(Shaft door) | -2 | 1 | 0.74 |  | 2.01 | -2.9748
| Bathroom (Door) | -3 | 2 | 0.88 |  | 2.01 | -10.6128
| Jali area | -2 | 1 | 1.35 |  | 0.76 | -2.052
| Drinking water area | 1 | 1 | 3.44 |  | 1.85 | 6.364
Ground floor
| Handicap toilet | 1 | 1 | 10.26 |  | 2.25 | 23.085
| Door deduction | -1 | 1 | 0.85 |  | 2.07 | -1.7595
| Handicap toilet(Washbasin tile) | 1 | 1 | 1.12 |  | 0.72 | 0.8064
| Warden room toilet | 1 | 1 | 10.21 |  | 2.25 | 22.9725
| Door deduction | -1 | 1 | 0.85 |  | 2.07 | -1.7595
| Warden room toilet washbasin tile | 1 | 1 | 1.12 |  | 0.72 | 0.8064
[6 empty] | Total | 1632.1895 | Sqm
06.06 | Item same as 6.5 above of tile flooring but for skirting / dado.
06.06.02 | Vitrified tile ( basic rate Rs. 50 per sqft )
Sixth floor
| Rooms | 20 | 2 | 3 |  | 0.1 | 12
| Rooms | 20 | 2 | 5.6 |  | 0.1 | 22.4
| Corridor gallery | 4 | 2 | 15.92 |  | 0.1 | 12.736
| Doors | -4 | 5 | 1.05 |  | 0.1 | -2.1
| Grid M to L/12 to 13/Grid L to K/13 to 15/Grid G to F/13 to 14 | 3 | 1 | 11.7 |  | 0.1 | 3.51
| Door deduction | -1 | 2 | 1.05 |  | 0.1 | -0.21
| Panel room skirting | 1 | 1 | 17.36 |  | 0.1 | 1.736
| Grid F to E/12 to 13/Grid G to F/12 to 13 | 1 | 1 | 20.89 |  | 0.1 | 2.089
| Grid 7 to 8/ A to F | 1 | 1 | 24.67 |  | 0.1 | 2.467
| C43 | 1 | 1 | 2.12 |  | 0.1 | 0.212
| C52-C65 | 1 | 1 | 6.145 |  | 0.1 | 0.6145
| Corridor connecting gallery | 2 | 1 | 12.7 |  | 0.1 | 2.54
| Corridor connecting gallery | 12 | 1 | 0.09 |  | 0.1 | 0.108
| Machine room skirting | 1 | 1 | 10.7 |  | 0.1 | 1.07
Fifth floor
| Rooms | 20 | 2 | 3 |  | 0.1 | 12
| Rooms | 20 | 2 | 5.6 |  | 0.1 | 22.4
| Corridor gallery | 4 | 2 | 15.92 |  | 0.1 | 12.736
| Doors | -4 | 5 | 1.05 |  | 0.1 | -2.1
| Grid M to L/12 to 13/Grid L to K/13 to 15/Grid G to F/13 to 14 | 3 | 1 | 11.7 |  | 0.1 | 3.51
| Door deduction | -1 | 2 | 1.05 |  | 0.1 | -0.21
| Panel room skirting | 1 | 1 | 17.36 |  | 0.1 | 1.736
| Grid F to E/12 to 13/Grid G to F/12 to 13 | 1 | 1 | 20.89 |  | 0.1 | 2.089
| Grid 7 to 8/ A to F | 1 | 1 | 24.67 |  | 0.1 | 2.467
| C43 | 1 | 1 | 2.12 |  | 0.1 | 0.212
| C52-C65 | 1 | 1 | 6.145 |  | 0.1 | 0.6145
| Corridor connecting gallery | 2 | 1 | 12.7 |  | 0.1 | 2.54
| Corridor connecting gallery | 12 | 1 | 0.09 |  | 0.1 | 0.108
Fourth floor
| Rooms | 20 | 2 | 3 |  | 0.1 | 12
| Rooms | 20 | 2 | 5.6 |  | 0.1 | 22.4
| Corridor gallery | 4 | 2 | 15.92 |  | 0.1 | 12.736
| Doors | -4 | 5 | 1.05 |  | 0.1 | -2.1
| Grid M to L/12 to 13/Grid L to K/13 to 15/Grid G to F/13 to 14 | 3 | 1 | 11.7 |  | 0.1 | 3.51
| Door deduction | -1 | 2 | 1.05 |  | 0.1 | -0.21
| Panel room skirting | 1 | 1 | 17.36 |  | 0.1 | 1.736
| Grid F to E/12 to 13/Grid G to F/12 to 13 | 1 | 1 | 20.89 |  | 0.1 | 2.089
| Grid 7 to 8/ A to F | 1 | 1 | 24.67 |  | 0.1 | 2.467
| C43 | 1 | 1 | 2.12 |  | 0.1 | 0.212
| C52-C65 | 1 | 1 | 6.145 |  | 0.1 | 0.6145
| Corridor connecting gallery | 2 | 1 | 12.7 |  | 0.1 | 2.54
| Corridor connecting gallery | 12 | 1 | 0.09 |  | 0.1 | 0.108
Third floor
| Rooms | 20 | 2 | 3 |  | 0.1 | 12
| Rooms | 20 | 2 | 5.6 |  | 0.1 | 22.4
| Corridor gallery | 4 | 2 | 15.92 |  | 0.1 | 12.736
| Doors | -4 | 5 | 1.05 |  | 0.1 | -2.1
| Grid M to L/12 to 13/Grid L to K/13 to 15/Grid G to F/13 to 14 | 3 | 1 | 11.7 |  | 0.1 | 3.51
| Door deduction | -1 | 2 | 1.05 |  | 0.1 | -0.21
| Panel room skirting | 1 | 1 | 17.36 |  | 0.1 | 1.736
| Grid F to E/12 to 13/Grid G to F/12 to 13 | 1 | 1 | 20.89 |  | 0.1 | 2.089
| Grid 7 to 8/ A to F | 1 | 1 | 24.67 |  | 0.1 | 2.467
| C43 | 1 | 1 | 2.12 |  | 0.1 | 0.212
| C52-C65 | 1 | 1 | 6.145 |  | 0.1 | 0.6145
| Corridor connecting gallery | 2 | 1 | 12.7 |  | 0.1 | 2.54
| Corridor connecting gallery | 12 | 1 | 0.09 |  | 0.1 | 0.108
Second floor
| Rooms | 20 | 2 | 3 |  | 0.1 | 12
| Rooms | 20 | 2 | 5.6 |  | 0.1 | 22.4
| Corridor gallery | 4 | 2 | 15.92 |  | 0.1 | 12.736
| Doors | -4 | 5 | 1.05 |  | 0.1 | -2.1
| Grid M to L/12 to 13/Grid L to K/13 to 15/Grid G to F/13 to 14 | 3 | 1 | 11.7 |  | 0.1 | 3.51
| Door deduction | -1 | 2 | 1.05 |  | 0.1 | -0.21
| Panel room skirting | 1 | 1 | 17.36 |  | 0.1 | 1.736
| Grid F to E/12 to 13/Grid G to F/12 to 13 | 1 | 1 | 20.89 |  | 0.1 | 2.089
| Grid 7 to 8/ A to F | 1 | 1 | 24.67 |  | 0.1 | 2.467
| C43 | 1 | 1 | 2.12 |  | 0.1 | 0.212
| C52-C65 | 1 | 1 | 6.145 |  | 0.1 | 0.6145
| Corridor connecting gallery | 2 | 1 | 12.7 |  | 0.1 | 2.54
| Corridor connecting gallery | 12 | 1 | 0.09 |  | 0.1 | 0.108
First floor
| Rooms | 20 | 2 | 3 |  | 0.1 | 12
| Rooms | 20 | 2 | 5.6 |  | 0.1 | 22.4
| Corridor gallery | 4 | 2 | 15.92 |  | 0.1 | 12.736
| Doors | -4 | 5 | 1.05 |  | 0.1 | -2.1
| Grid M to L/12 to 13/Grid L to K/13 to 15/Grid G to F/13 to 14 | 3 | 1 | 11.7 |  | 0.1 | 3.51
| Door deduction | -1 | 2 | 1.05 |  | 0.1 | -0.21
| Panel room skirting | 1 | 1 | 17.36 |  | 0.1 | 1.736
| Grid F to E/12 to 13/Grid G to F/12 to 13 | 1 | 1 | 20.89 |  | 0.1 | 2.089
| Grid 7 to 8/ A to F | 1 | 1 | 24.67 |  | 0.1 | 2.467
| C43 | 1 | 1 | 2.12 |  | 0.1 | 0.212
| C52-C65 | 1 | 1 | 6.145 |  | 0.1 | 0.6145
Ground floor
| Rooms | 8 | 2 | 3 |  | 0.1 | 4.8
| Rooms | 8 | 2 | 5.6 |  | 0.1 | 8.96
| Kitchen | 1 | 2 | 6.085 |  | 0.1 | 1.217
| Kitchen | 1 | 2 | 5.6 |  | 0.1 | 1.12
| Locker/Luggage room | 1 | 2 | 5.6 |  | 0.1 | 1.12
| Locker/Luggage room | 1 | 2 | 9.2 |  | 0.1 | 1.84
| Mess area | 1 | 1 | 15.45 |  | 0.1 | 1.545
| Mess area | 1 | 2 | 5.6 |  | 0.1 | 1.12
| Mess areaColumn | 4 | 1 | 0.37 |  | 0.1 | 0.148
| C35/C29 | 2 | 1 | 1.92 |  | 0.1 | 0.384
| Corridor gallery | 3 | 1 | 15.92 |  | 0.1 | 4.776
| Doors | -11 | 1 | 1.05 |  | 0.1 | -1.155
| Grid M to L/12 to 13/Grid L to K/13 to 15/Grid G to F/13 to 14 | 3 | 1 | 11.7 |  | 0.1 | 3.51
| Door deduction | -1 | 2 | 1.05 |  | 0.1 | -0.21
| Grid F to E/12 to 13/Grid G to F/12 to 13 | 1 | 1 | 20.89 |  | 0.1 | 2.089
| Panel room skirting | 1 | 1 | 15.6 |  | 0.1 | 1.56
| L column skirting | 4 | 1 | 1.7 |  | 0.1 | 0.68
| Courtyard box skirting | 8 | 1 | 1.84 |  | 0.1 | 1.472
| Grid 7 to 8/ A to F | 1 | 1 | 24.67 |  | 0.1 | 2.467
| C43 | 1 | 1 | 2.12 |  | 0.1 | 0.212
| C52-C65 | 1 | 1 | 6.145 |  | 0.1 | 0.6145
| Lift stairase | 1 | 1 | 13.64 |  | 0.1 | 1.364
| Fire exit staircase | 1 | 1 | 15.17 |  | 0.1 | 1.517
[6 empty] | Total | 388.1875 | Sqm
06.07 | Providing and fixing prepolished 20mm thick stone slab for the toilet counter & facial laid over 12mm thick cement mortar 1:4 (1 cement : 4 coarse sand) inclusive of making and rounding off edges and cutting holes (circular or oval) for wash basin, MS angle to fix bottom stone including rubbing polishing complete.
06.07.01 | Counter top/ Facial Dado granite
| Bathroom counter granite | 14 | 1 | 3.185 |  | 0.6 | 26.754
| Granite patta | 14 | 1 | 3.185 |  | 0.16 | 7.1344
| Granite patta | 14 | 1 | 0.58 |  | 0.16 | 1.2992
| Handicap toilet counter | 1 | 1 | 1.2 |  | 0.6 | 0.72
| Handicap toilet counter/Patta | 1 | 1 | 1.2 |  | 0.155 | 0.186
| Handicap toilet counter/Patta | 1 | 1 | 0.59 |  | 0.16 | 0.0944
| Warden toilet counter | 1 | 1 | 1.51 |  | 0.6 | 0.906
| Warden toilet counter/Patta | 1 | 1 | 1.49 |  | 0.155 | 0.23095
| Warden toilet counter/Patta | 1 | 1 | 0.58 |  | 0.155 | 0.0899
[7 empty] | 37.4149 | Sqm
06.08 | Providing and fixing prepolished 20mm thick Kota stone slab for the Cup-board shelf including chase cutting in walls & repairing walls after fixing slab also inclusive of making and rounding off edges, including rubbing polishing complete.
1st Floor
| Corner rooms(C43/C21/C14/C17/C26/C18/C55/C52) | 8 | 6 | 0.8 |  | 0.6 | 23.04
| Corner 2nd rooms(C35/C29/C15/C16/C32/C38/C54/C53) | 8 | 6 | 0.75 |  | 0.6 | 21.6
| Center room | 4 | 6 | 0.85 |  | 0.6 | 12.24
2nd Floor
| Corner rooms(C43/C21/C14/C17/C26/C18/C55/C52) | 8 | 6 | 0.8 |  | 0.6 | 23.04
| Corner 2nd rooms(C35/C29/C15/C16/C32/C38/C54/C53) | 8 | 6 | 0.75 |  | 0.6 | 21.6
| Center room | 4 | 6 | 0.85 |  | 0.6 | 12.24
3rd Floor
| Corner rooms(C43/C21/C14/C17/C26/C18/C55/C52) | 8 | 6 | 0.8 |  | 0.6 | 23.04
| Corner 2nd rooms(C35/C29/C15/C16/C32/C38/C54/C53) | 8 | 6 | 0.75 |  | 0.6 | 21.6
| Center room | 4 | 6 | 0.85 |  | 0.6 | 12.24
4th Floor
| Corner rooms(C43/C21/C14/C17/C26/C18/C55/C52) | 8 | 6 | 0.8 |  | 0.6 | 23.04
| Corner 2nd rooms(C35/C29/C15/C16/C32/C38/C54/C53) | 8 | 6 | 0.77 |  | 0.6 | 22.176
| Center room | 4 | 6 | 0.85 |  | 0.6 | 12.24
5th Floor
| Corner rooms(C43/C21/C14/C17/C26/C18/C55/C52) | 8 | 6 | 0.8 |  | 0.6 | 23.04
| Corner 2nd rooms(C35/C29/C15/C16/C32/C38/C54/C53) | 8 | 6 | 0.77 |  | 0.6 | 22.176
| Center room | 4 | 6 | 0.85 |  | 0.6 | 12.24
6th Floor
| Corner rooms(C43/C21/C14/C17/C26/C18/C55/C52) | 8 | 6 | 0.8 |  | 0.6 | 23.04
| Corner 2nd rooms(C35/C29/C15/C16/C32/C38/C54/C53) | 8 | 6 | 0.77 |  | 0.6 | 22.176
| Center room | 4 | 6 | 0.85 |  | 0.6 | 12.24
Ground floor
| Center room | 4 | 6 | 0.85 |  | 0.6 | 12.24
| Corner rooms(C43/C21/C14/C17/C26/C18/C55/C52) | 6 | 6 | 0.8 |  | 0.6 | 17.28
| Corner 2nd rooms(C35/C29/C15/C16/C32/C38/C54/C53) | 6 | 6 | 0.77 |  | 0.6 | 16.632
| Warden room | 1 | 3 | 1.09 |  | 0.6 | 1.962
[6 empty] | Total | 391.122 | Sqm
06.09 | Providing & Fixing 60mm Interlocking Tiles,Blocks must conform to IS: 15658 for physical and heavy-duty requirements. They should have a minimum compressive strength of 30 N/mm² and water absorption not exceeding 6%,(inline locking type) of M-30 grade.
| Courtyard area | 1 | 1 | 15.46 |  | 15.46 | 239.0116
| Deduction (Box) | -8 | 1 | 1.15 |  | 0.35 | -3.22
[7 empty] | 235.7916 | Sqm
07.01 | 12 to 15mm thick plaster to masonry & RCC walls columns etc. in cement mortar 1:4 (1 cement : 4 fine and coarse sand in equal proportion) applied, finished smooth and cured including corner / edge beads of approved material etc.
Ground Floor
| Rooms | 16 | 1 | 3 |  | 3.175 | 152.4
| Center Room | 16 | 1 | 5.6 |  | 3.175 | 284.48
| Window plaster | 16 | 1 | 1.2 |  | 0.13 | 2.496
| Window plaster | 8 | 1 | 1.8 |  | 0.58 | 8.352
| Door jamb | 8 | 1 | 5.95 |  | 0.15 | 7.14
| Window(Deduction) | -8 | 1 | 1.8 |  | 1.2 | -17.28
| Door (Deduction) | -8 | 1 | 1.05 |  | 2.275 | -19.11
| Kitchen area | 1 | 1 | 6.085 |  | 3.175 | 19.3199
| Kitchen area | 1 | 1 | 5.6 |  | 3.175 | 17.78
| Window plaster | 4 | 1 | 1.2 |  | 0.13 | 0.624
| Window plaster | 2 | 1 | 1.8 |  | 0.58 | 2.088
| Window deduction | -2 | 1 | 1.8 |  | 1.2 | -4.32
| Door deduction | -1 | 1 | 1.05 |  | 2.275 | -2.3887
| Door jamb | 1 | 1 | 5.95 |  | 0.15 | 0.8925
| Locker luggage room | 2 | 1 | 9.23 |  | 3.175 | 58.6105
| Locker luggage room | 2 | 1 | 5.6 |  | 3.175 | 35.56
| Window plaster | 4 | 1 | 1.2 |  | 0.13 | 0.624
| Window plaster | 2 | 1 | 1.8 |  | 0.58 | 2.088
| Window plaster | 2 | 1 | 1.2 |  | 0.15 | 0.36
| Window plaster | 1 | 1 | 1.8 |  | 0.3 | 0.54
| Door jamb | 1 | 1 | 5.95 |  | 0.15 | 0.8925
| Window deduction | -3 | 1 | 1.8 |  | 1.2 | -6.48
| Door deduction | -1 | 1 | 1.05 |  | 2.275 | -2.3887
| Locker luggage column side/C67/C54 | 4 | 1 | 0.48 |  | 3.175 | 6.096
| Warden room | 2 | 1 | 3.55 |  | 3.175 | 22.5425
| Warden room | 2 | 1 | 5.6 |  | 3.175 | 35.56
| Window plaster | 2 | 1 | 1.2 |  | 0.13 | 0.312
| Window plaster | 1 | 1 | 1.8 |  | 0.58 | 1.044
| Door jamb | 1 | 1 | 4.95 |  | 0.15 | 0.7425
| Door deduction | -1 | 1 | 1.05 |  | 2.275 | -2.3887
| Window deduction | -1 | 1 | 1.8 |  | 1.2 | -2.16
| Door deduction/warden toilet | -1 | 1 | 0.81 |  | 2.07 | -1.6767
| Door jamb | 1 | 1 | 3.69 |  | 0.15 | 0.5535
| Handicap toillet | 1 | 1 | 10.28 |  | 3.175 | 32.639
| Door deduction | -1 | 1 | 0.9 |  | 2.275 | -2.0475
| Warden room toilet | 1 | 1 | 10.28 |  | 3.175 | 32.639
| Door deduction | -1 | 1 | 0.9 |  | 2.07 | -1.863
| Mess area | 1 | 1 | 15.445 |  | 3.175 | 49.0379
| Column | 4 | 1 | 0.36 |  | 3.175 | 4.572
| Column | 2 | 1 | 1.8 |  | 3.175 | 11.43
| Mess area | 2 | 1 | 0.515 |  | 3.175 | 3.2702
| Near mess area wall | 1 | 1 | 1.5 |  | 3.175 | 4.7625
| Window deduction | 5 | 1 | 1.8 |  | 1.2 | 10.8
| Window plaster | 6 | 1 | 1.2 |  | 0.13 | 0.936
| Window plaster | 4 | 1 | 1.2 |  | 0.15 | 0.72
| Window plaster | 3 | 1 | 1.8 |  | 0.58 | 3.132
| Window plaster | 2 | 1 | 1.8 |  | 0.3 | 1.08
| Corridor rooms wall(Gallery area) | 4 | 1 | 15.92 |  | 3.175 | 202.184
| Corridor rooms walls (Door deduction) | -20 | 1 | 1.05 |  | 2.275 | -47.775
| Room side wall | 7 | 1 | 4.995 |  | 3.175 | 111.0139
| Corridor parapet wall | 4 | 1 | 15.92 |  | 3.175 | 202.184
| Gems | 24 | 1 | 1.2 |  | 0.15 | 4.32
| Opening deduction | -8 | 1 | 5.295 |  | 2.4 | -101.664
| Opening deduction | -4 | 1 | 2.17 |  | 2.4 | -20.832
| Space for drying clothes area gallery | 2 | 1 | 4.92 |  | 3.175 | 31.242
| Bathroom front wall(C56-C61) | 2 | 1 | 4.7 |  | 3.175 | 29.845
| Door deduction | -2 | 1 | 1.05 |  | 2.275 | -4.7775
| Door gems | 2 | 1 | 5.95 |  | 0.15 | 1.785
| Gallery jali area | 5 | 1 | 1.7 |  | 3.175 | 26.9875
| Deduction | -5 | 1 | 1.1 |  | 2.45 | -13.475
| Gallery jali gems | 5 | 1 | 6 |  | 0.28 | 8.4
| Panel room Wall(C18-C19) | 1 | 1 | 4.205 |  | 3.175 | 13.3509
| Panel room Wall(C9-C18) | 1 | 1 | 4.325 |  | 3.175 | 13.7319
| Panel room Wall(C18-C19) | 1 | 1 | 3.95 |  | 3.175 | 12.5412
| Panel room Wall(C9-C18) | 1 | 1 | 3.64 |  | 3.175 | 11.557
| Door deduction | -1 | 1 | 1.05 |  | 2.3 | -2.415
| Door gems | 1 | 1 | 5.95 |  | 0.15 | 0.8925
| Panel room Wall(C9-C10) | 1 | 1 | 4.02 |  | 1.1 | 4.422
| Panel room Wall(C10-C19) | 1 | 1 | 4.325 |  | 1.1 | 4.7575
| Shaft plaster(Panel room gallery) | 3 | 1 | 1 |  | 3.175 | 9.525
| C18 Column | 1 | 1 | 1.915 |  | 3.175 | 6.0801
| Shaft C9/C19 | 2 | 1 | 2.2 |  | 3.175 | 13.97
| Near lift area | 1 | 1 | 2.15 |  | 3.175 | 6.8262
| Bathroom washbasin wall | 2 | 1 | 7.22 |  | 3.075 | 44.403
| Urinal wall area | 2 | 1 | 7.22 |  | 3.075 | 44.403
| Partition wall infront of bathroom main door | 2 | 1 | 2.43 |  | 2.25 | 10.935
| WC and bathroom Wall | 12 | 1 | 4.83 |  | 2.25 | 130.41
| Shaft room wall | 4 | 1 | 4.81 |  | 3.075 | 59.163
| Shaft room wall | 4 | 1 | 1.65 |  | 0.825 | 5.445
| Bathroom and wc wall | 4 | 1 | 1.395 |  | 0.83 | 4.6314
| Bathroom and wc wall | 4 | 1 | 1.765 |  | 0.825 | 5.8245
| Deduction(Ventilation) | -4 | 1 | 2.25 |  | 0.425 | -3.825
| Wc and bathroom outer wall | 4 | 1 | 3.5 |  | 2.4 | 33.6
| Door deduction | -12 | 1 | 0.9 |  | 2.07 | -22.356
| Shaft outer wall | 4 | 1 | 1.23 |  | 3.075 | 15.129
| Shaft door deduction | -4 | 1 | 0.75 |  | 2.07 | -6.21
| Toilet cc jali wall | 4 | 1 | 1.33 |  | 3.075 | 16.359
| Deduction jali | -4 | 1 | 0.8 |  | 2.2 | -7.04
| Wardrobe partition wall plaster | 8 | 1 | 2.05 |  | 1.35 | 22.14
| Wardrobe partition wall plaster | 8 | 1 | 3.15 |  | 1.35 | 34.02
| Wardrobe slab | 8 | 1 | 1.8 |  | 1.3 | 18.72
First Floor
| Center Room | 8 | 1 | 3 |  | 3.175 | 76.2
| Center Room | 8 | 1 | 5.6 |  | 3.175 | 142.24
| Window plaster | 8 | 1 | 1.2 |  | 0.13 | 1.248
| Window plaster | 4 | 1 | 1.8 |  | 0.58 | 4.176
| Door gems | 4 | 1 | 5.95 |  | 0.15 | 3.57
| Window(Deduction) | -4 | 1 | 1.8 |  | 1.2 | -8.64
| Door (Deduction) | -4 | 1 | 1.05 |  | 2.275 | -9.555
| Rooms | 16 | 1 | 3 |  | 3.175 | 152.4
| Rooms | 16 | 1 | 5.6 |  | 3.175 | 284.48
| Window plaster | 16 | 1 | 1.2 |  | 0.13 | 2.496
| Window plaster | 8 | 1 | 1.8 |  | 0.58 | 8.352
| Door gems | 8 | 1 | 5.95 |  | 0.15 | 7.14
| Window(Deduction) | -8 | 1 | 1.8 |  | 1.2 | -17.28
| Door (Deduction) | -8 | 1 | 1.05 |  | 2.275 | -19.11
| Corner room | 16 | 1 | 3 |  | 3.175 | 152.4
| Corner room | 16 | 1 | 5.6 |  | 3.175 | 284.48
| Window plaster | 16 | 1 | 1.2 |  | 0.15 | 2.88
| Window plaster | 8 | 1 | 1.8 |  | 0.3 | 4.32
| Door gems | 8 | 1 | 5.95 |  | 0.15 | 7.14
| Window(Deduction) | -8 | 1 | 1.8 |  | 1.2 | -17.28
| Door (Deduction) | -8 | 1 | 1.05 |  | 2.275 | -19.11
| Corridor rooms wall(Gallery area) | 4 | 1 | 15.92 |  | 3.175 | 202.184
| Corridor rooms walls (Door deduction) | -20 | 1 | 1.05 |  | 2.275 | -47.775
| Room side wall | 7 | 1 | 4.995 |  | 3.175 | 111.0139
| Corridor parapet wall | 4 | 1 | 15.92 |  | 3.175 | 202.184
| Gems | 24 | 1 | 1.2 |  | 0.15 | 4.32
| Opening deduction | -8 | 1 | 5.295 |  | 1.2 | -50.832
| Opening deduction | -4 | 1 | 2.17 |  | 1.2 | -10.416
| Space for drying clothes area gallery | 2 | 1 | 4.92 |  | 3.175 | 31.242
| Bathroom front wall(C56-C61) | 2 | 1 | 4.7 |  | 3.175 | 29.845
| Door deduction | -2 | 1 | 1.05 |  | 2.275 | -4.7775
| Door gems | 2 | 1 | 5.95 |  | 0.15 | 1.785
| Gallery jali area | 5 | 1 | 1.7 |  | 3.175 | 26.9875
| Deduction | -5 | 1 | 1.1 |  | 2.45 | -13.475
| Gallery jali gems | 5 | 1 | 6 |  | 0.28 | 8.4
| Panel room Wall(C18-C19) | 1 | 1 | 4.205 |  | 3.175 | 13.3509
| Panel room Wall(C9-C18) | 1 | 1 | 4.325 |  | 3.175 | 13.7319
| Panel room Wall(C18-C19) | 1 | 1 | 3.95 |  | 3.175 | 12.5412
| Panel room Wall(C9-C18) | 1 | 1 | 3.64 |  | 3.175 | 11.557
| Door deduction | -1 | 1 | 1.05 |  | 2.3 | -2.415
| Door gems | 1 | 1 | 5.95 |  | 0.15 | 0.8925
| Panel room Wall(C9-C10) | 1 | 1 | 4.02 |  | 1.1 | 4.422
| Panel room Wall(C10-C19) | 1 | 1 | 4.325 |  | 1.1 | 4.7575
| Shaft plaster(Panel room gallery) | 3 | 1 | 1 |  | 3.175 | 9.525
| C18 Column | 1 | 1 | 1.915 |  | 3.175 | 6.0801
| Shaft C9/C19 | 2 | 1 | 2.2 |  | 3.175 | 13.97
| Near lift area | 1 | 1 | 2.15 |  | 3.175 | 6.8262
| Bathroom washbasin wall | 2 | 1 | 7.22 |  | 3.075 | 44.403
| Urinal wall area | 2 | 1 | 7.22 |  | 3.075 | 44.403
| Partition wall infront of bathroom main door | 2 | 1 | 2.43 |  | 2.25 | 10.935
| WC and bathroom Wall | 12 | 1 | 4.83 |  | 2.25 | 130.41
| Shaft room wall | 4 | 1 | 4.81 |  | 3.075 | 59.163
| Shaft room wall | 4 | 1 | 1.65 |  | 0.825 | 5.445
| Bathroom and wc wall | 4 | 1 | 1.765 |  | 0.83 | 5.8598
| Bathroom and wc wall | 4 | 1 | 1.03 |  | 0.825 | 3.399
| Deduction(Ventilation) | -4 | 1 | 2.25 |  | 0.425 | -3.825
| Wc and bathroom outer wall | 4 | 1 | 3.5 |  | 2.4 | 33.6
| Door deduction | -12 | 1 | 0.9 |  | 2.07 | -22.356
| Shaft outer wall | 4 | 1 | 1.23 |  | 3.075 | 15.129
| Shaft door deduction | -4 | 1 | 0.75 |  | 2.07 | -6.21
| Toilet cc jali wall | 4 | 1 | 1.33 |  | 3.075 | 16.359
| Deduction jali | -4 | 1 | 0.8 |  | 2.2 | -7.04
| Wardrobe partition wall plaster | 20 | 1 | 2.05 |  | 1.35 | 55.35
| Wardrobe partition wall plaster | 20 | 1 | 3.15 |  | 1.35 | 85.05
| Wardrobe slab | 20 | 1 | 1.8 |  | 1.3 | 46.8
Second floor
| Center Room | 8 | 1 | 3 |  | 3.175 | 76.2
| Center Room | 8 | 1 | 5.6 |  | 3.175 | 142.24
| Window plaster | 8 | 1 | 1.2 |  | 0.13 | 1.248
| Window plaster | 4 | 1 | 1.8 |  | 0.58 | 4.176
| Door gems | 4 | 1 | 5.95 |  | 0.15 | 3.57
| Window(Deduction) | -4 | 1 | 1.8 |  | 1.2 | -8.64
| Door (Deduction) | -4 | 1 | 1.05 |  | 2.275 | -9.555
| Rooms | 16 | 1 | 3 |  | 3.175 | 152.4
| Rooms | 16 | 1 | 5.6 |  | 3.175 | 284.48
| Window plaster | 16 | 1 | 1.2 |  | 0.13 | 2.496
| Window plaster | 8 | 1 | 1.8 |  | 0.58 | 8.352
| Door gems | 8 | 1 | 5.95 |  | 0.15 | 7.14
| Window(Deduction) | -8 | 1 | 1.8 |  | 1.2 | -17.28
| Door (Deduction) | -8 | 1 | 1.05 |  | 2.275 | -19.11
| Corner room | 16 | 1 | 3 |  | 3.175 | 152.4
| Corner room | 16 | 1 | 5.6 |  | 3.175 | 284.48
| Window plaster | 16 | 1 | 1.2 |  | 0.15 | 2.88
| Window plaster | 8 | 1 | 1.8 |  | 0.3 | 4.32
| Door gems | 8 | 1 | 5.95 |  | 0.15 | 7.14
| Window(Deduction) | -8 | 1 | 1.8 |  | 1.2 | -17.28
| Door (Deduction) | -8 | 1 | 1.05 |  | 2.275 | -19.11
| Corridor rooms wall(Gallery area) | 4 | 1 | 15.92 |  | 3.175 | 202.184
| Corridor rooms walls (Door deduction) | -20 | 1 | 1.05 |  | 2.275 | -47.775
| Room side wall | 7 | 1 | 4.995 |  | 3.175 | 111.0139
| Corridor parapet wall | 4 | 1 | 15.92 |  | 3.175 | 202.184
| Gems | 24 | 1 | 1.2 |  | 0.15 | 4.32
| Opening deduction | -8 | 1 | 5.295 |  | 1.2 | -50.832
| Opening deduction | -4 | 1 | 2.17 |  | 1.2 | -10.416
| Space for drying clothes area gallery | 2 | 1 | 4.92 |  | 3.175 | 31.242
| Bathroom front wall(C56-C61) | 2 | 1 | 4.7 |  | 3.175 | 29.845
| Door deduction | -2 | 1 | 1.05 |  | 2.275 | -4.7775
| Door gems | 2 | 1 | 5.95 |  | 0.15 | 1.785
| Gallery jali area | 5 | 1 | 1.7 |  | 3.175 | 26.9875
| Deduction | -5 | 1 | 1.1 |  | 2.45 | -13.475
| Gallery jali gems | 5 | 1 | 6 |  | 0.28 | 8.4
| Panel room Wall(C18-C19) | 1 | 1 | 4.205 |  | 3.175 | 13.3509
| Panel room Wall(C9-C18) | 1 | 1 | 4.325 |  | 3.175 | 13.7319
| Panel room Wall(C18-C19) | 1 | 1 | 3.95 |  | 3.175 | 12.5412
| Panel room Wall(C9-C18) | 1 | 1 | 3.64 |  | 3.175 | 11.557
| Door deduction | -1 | 1 | 1.05 |  | 2.3 | -2.415
| Door gems | 1 | 1 | 5.95 |  | 0.15 | 0.8925
| Panel room Wall(C9-C10) | 1 | 1 | 4.02 |  | 1.1 | 4.422
| Panel room Wall(C10-C19) | 1 | 1 | 4.325 |  | 1.1 | 4.7575
| Shaft plaster(Panel room gallery) | 3 | 1 | 1 |  | 3.175 | 9.525
| C18 Column | 1 | 1 | 1.915 |  | 3.175 | 6.0801
| Shaft C9/C19 | 2 | 1 | 2.2 |  | 3.175 | 13.97
| Near lift area | 1 | 1 | 2.15 |  | 3.175 | 6.8262
| Bathroom washbasin wall | 2 | 1 | 7.22 |  | 3.075 | 44.403
| Urinal wall area | 2 | 1 | 7.22 |  | 3.075 | 44.403
| Partition wall infront of bathroom main door | 2 | 1 | 2.43 |  | 2.25 | 10.935
| WC and bathroom Wall | 12 | 1 | 4.83 |  | 2.25 | 130.41
| Shaft room wall | 4 | 1 | 4.81 |  | 3.075 | 59.163
| Shaft room wall | 4 | 1 | 1.65 |  | 0.825 | 5.445
| Bathroom and wc wall | 4 | 1 | 1.765 |  | 0.83 | 5.8598
| Bathroom and wc wall | 4 | 1 | 1.03 |  | 0.825 | 3.399
| Deduction(Ventilation) | -4 | 1 | 2.25 |  | 0.425 | -3.825
| Wc and bathroom outer wall | 4 | 1 | 3.5 |  | 2.4 | 33.6
| Door deduction | -12 | 1 | 0.9 |  | 2.07 | -22.356
| Shaft outer wall | 4 | 1 | 1.23 |  | 3.075 | 15.129
| Shaft door deduction | -4 | 1 | 0.75 |  | 2.07 | -6.21
| Toilet cc jali wall | 4 | 1 | 1.33 |  | 3.075 | 16.359
| Deduction jali | -4 | 1 | 0.8 |  | 2.2 | -7.04
| Connecting corridor parapet wall | 2 | 1 | 12.32 |  | 1 | 24.64
| Door area | 1 | 1 | 6.34 |  | 1.3 | 8.242
| Deduction door | -1 | 1 | 2.4 |  | 0.93 | -2.232
| Column | 4 | 1 | 0.69 |  | 1.67 | 4.6092
| Column | 1 | 1 | 0.94 |  | 1.67 | 1.5698
| Shaft column | 1 | 1 | 1.35 |  | 1.67 | 2.2545
| Column | 2 | 1 | 0.97 |  | 1.67 | 3.2398
| Wardrobe partition wall plaster | 20 | 1 | 2.05 |  | 1.35 | 55.35
| Wardrobe partition wall plaster | 20 | 1 | 3.15 |  | 1.35 | 85.05
| Wardrobe slab | 20 | 1 | 1.8 |  | 1.3 | 46.8
Third floor
| Center Room | 8 | 1 | 3 |  | 3.175 | 76.2
| Center Room | 8 | 1 | 5.6 |  | 3.175 | 142.24
| Window plaster | 8 | 1 | 1.2 |  | 0.13 | 1.248
| Window plaster | 4 | 1 | 1.8 |  | 0.58 | 4.176
| Door gems | 4 | 1 | 5.95 |  | 0.15 | 3.57
| Window(Deduction) | -4 | 1 | 1.8 |  | 1.2 | -8.64
| Door (Deduction) | -4 | 1 | 1.05 |  | 2.275 | -9.555
| Rooms | 16 | 1 | 3 |  | 3.175 | 152.4
| Rooms | 16 | 1 | 5.6 |  | 3.175 | 284.48
| Window plaster | 16 | 1 | 1.2 |  | 0.13 | 2.496
| Window plaster | 8 | 1 | 1.8 |  | 0.58 | 8.352
| Door gems | 8 | 1 | 5.95 |  | 0.15 | 7.14
| Window(Deduction) | -8 | 1 | 1.8 |  | 1.2 | -17.28
| Door (Deduction) | -8 | 1 | 1.05 |  | 2.275 | -19.11
| Corner room | 16 | 1 | 3 |  | 3.175 | 152.4
| Corner room | 16 | 1 | 5.6 |  | 3.175 | 284.48
| Window plaster | 16 | 1 | 1.2 |  | 0.15 | 2.88
| Window plaster | 8 | 1 | 1.8 |  | 0.3 | 4.32
| Door gems | 8 | 1 | 5.95 |  | 0.15 | 7.14
| Window(Deduction) | -8 | 1 | 1.8 |  | 1.2 | -17.28
| Door (Deduction) | -8 | 1 | 1.05 |  | 2.275 | -19.11
| Corridor rooms wall(Gallery area) | 4 | 1 | 15.92 |  | 3.175 | 202.184
| Corridor rooms walls (Door deduction) | -20 | 1 | 1.05 |  | 2.275 | -47.775
| Room side wall | 7 | 1 | 4.995 |  | 3.175 | 111.0139
| Corridor parapet wall | 4 | 1 | 15.92 |  | 3.175 | 202.184
| Gems | 24 | 1 | 1.2 |  | 0.15 | 4.32
| Opening deduction | -8 | 1 | 5.295 |  | 1.2 | -50.832
| Opening deduction | -4 | 1 | 2.17 |  | 1.2 | -10.416
| Space for drying clothes area gallery | 2 | 1 | 4.92 |  | 3.175 | 31.242
| Bathroom front wall(C56-C61) | 2 | 1 | 4.7 |  | 3.175 | 29.845
| Door deduction | -2 | 1 | 1.05 |  | 2.275 | -4.7775
| Door gems | 2 | 1 | 5.95 |  | 0.15 | 1.785
| Gallery jali area | 5 | 1 | 1.7 |  | 3.175 | 26.9875
| Deduction | -5 | 1 | 1.1 |  | 2.45 | -13.475
| Gallery jali gems | 5 | 1 | 6 |  | 0.28 | 8.4
| Panel room Wall(C18-C19) | 1 | 1 | 4.205 |  | 3.175 | 13.3509
| Panel room Wall(C9-C18) | 1 | 1 | 4.325 |  | 3.175 | 13.7319
| Panel room Wall(C18-C19) | 1 | 1 | 3.95 |  | 3.175 | 12.5412
| Panel room Wall(C9-C18) | 1 | 1 | 3.64 |  | 3.175 | 11.557
| Door deduction | -1 | 1 | 1.05 |  | 2.3 | -2.415
| Door gems | 1 | 1 | 5.95 |  | 0.15 | 0.8925
| Panel room Wall(C9-C10) | 1 | 1 | 4.02 |  | 1.1 | 4.422
| Panel room Wall(C10-C19) | 1 | 1 | 4.325 |  | 1.1 | 4.7575
| Shaft plaster(Panel room gallery) | 3 | 1 | 1 |  | 3.175 | 9.525
| C18 Column | 1 | 1 | 1.915 |  | 3.175 | 6.0801
| Shaft C9/C19 | 2 | 1 | 2.2 |  | 3.175 | 13.97
| Near lift area | 1 | 1 | 2.15 |  | 3.175 | 6.8262
| Bathroom washbasin wall | 2 | 1 | 7.22 |  | 3.075 | 44.403
| Urinal wall area | 2 | 1 | 7.22 |  | 3.075 | 44.403
| Partition wall infront of bathroom main door | 2 | 1 | 2.43 |  | 2.25 | 10.935
| WC and bathroom Wall | 12 | 1 | 4.83 |  | 2.25 | 130.41
| Shaft room wall | 4 | 1 | 4.81 |  | 3.075 | 59.163
| Shaft room wall | 4 | 1 | 1.65 |  | 0.825 | 5.445
| Bathroom and wc wall | 4 | 1 | 1.765 |  | 0.83 | 5.8598
| Bathroom and wc wall | 4 | 1 | 1.03 |  | 0.825 | 3.399
| Deduction(Ventilation) | -4 | 1 | 2.25 |  | 0.425 | -3.825
| Wc and bathroom outer wall | 4 | 1 | 3.5 |  | 2.4 | 33.6
| Door deduction | -12 | 1 | 0.9 |  | 2.07 | -22.356
| Shaft outer wall | 4 | 1 | 1.23 |  | 3.075 | 15.129
| Shaft door deduction | -4 | 1 | 0.75 |  | 2.07 | -6.21
| Toilet cc jali wall | 4 | 1 | 1.33 |  | 3.075 | 16.359
| Deduction jali | -4 | 1 | 0.8 |  | 2.2 | -7.04
| Connecting corridor parapet wall | 2 | 1 | 12.32 |  | 1 | 24.64
| Column | 4 | 1 | 0.69 |  | 1.67 | 4.6092
| Column | 1 | 1 | 0.94 |  | 1.67 | 1.5698
| Shaft column | 1 | 1 | 1.35 |  | 1.67 | 2.2545
| Column | 2 | 1 | 0.97 |  | 1.67 | 3.2398
| Wardrobe partition wall plaster | 20 | 1 | 2.05 |  | 1.35 | 55.35
| Wardrobe partition wall plaster | 20 | 1 | 3.15 |  | 1.35 | 85.05
| Wardrobe slab | 20 | 1 | 1.8 |  | 1.3 | 46.8
Fourth floor
| Center Room | 8 | 1 | 3 |  | 3.175 | 76.2
| Center Room | 8 | 1 | 5.6 |  | 3.175 | 142.24
| Window plaster | 8 | 1 | 1.2 |  | 0.13 | 1.248
| Window plaster | 4 | 1 | 1.8 |  | 0.58 | 4.176
| Door gems | 4 | 1 | 5.95 |  | 0.15 | 3.57
| Window(Deduction) | -4 | 1 | 1.8 |  | 1.2 | -8.64
| Door (Deduction) | -4 | 1 | 1.05 |  | 2.275 | -9.555
| Rooms | 16 | 1 | 3 |  | 3.175 | 152.4
| Rooms | 16 | 1 | 5.6 |  | 3.175 | 284.48
| Window plaster | 16 | 1 | 1.2 |  | 0.13 | 2.496
| Window plaster | 8 | 1 | 1.8 |  | 0.58 | 8.352
| Door gems | 8 | 1 | 5.95 |  | 0.15 | 7.14
| Window(Deduction) | -8 | 1 | 1.8 |  | 1.2 | -17.28
| Door (Deduction) | -8 | 1 | 1.05 |  | 2.275 | -19.11
| Corner room | 16 | 1 | 3 |  | 3.175 | 152.4
| Corner room | 16 | 1 | 5.6 |  | 3.175 | 284.48
| Window plaster | 16 | 1 | 1.2 |  | 0.15 | 2.88
| Window plaster | 8 | 1 | 1.8 |  | 0.3 | 4.32
| Door gems | 8 | 1 | 5.95 |  | 0.15 | 7.14
| Window(Deduction) | -8 | 1 | 1.8 |  | 1.2 | -17.28
| Door (Deduction) | -8 | 1 | 1.05 |  | 2.275 | -19.11
| Corridor rooms wall(Gallery area) | 4 | 1 | 15.92 |  | 3.175 | 202.184
| Corridor rooms walls (Door deduction) | -20 | 1 | 1.05 |  | 2.275 | -47.775
| Room side wall | 7 | 1 | 4.995 |  | 3.175 | 111.0139
| Corridor parapet wall | 4 | 1 | 15.92 |  | 3.175 | 202.184
| Gems | 24 | 1 | 1.2 |  | 0.15 | 4.32
| Opening deduction | -8 | 1 | 5.295 |  | 1.2 | -50.832
| Opening deduction | -4 | 1 | 2.17 |  | 1.2 | -10.416
| Space for drying clothes area gallery | 2 | 1 | 4.92 |  | 3.175 | 31.242
| Bathroom front wall(C56-C61) | 2 | 1 | 4.7 |  | 3.175 | 29.845
| Door deduction | -2 | 1 | 1.05 |  | 2.275 | -4.7775
| Door gems | 2 | 1 | 5.95 |  | 0.15 | 1.785
| Gallery jali area | 5 | 1 | 1.7 |  | 3.175 | 26.9875
| Deduction | -5 | 1 | 1.1 |  | 2.45 | -13.475
| Gallery jali gems | 5 | 1 | 6 |  | 0.28 | 8.4
| Panel room Wall(C18-C19) | 1 | 1 | 4.205 |  | 3.175 | 13.3509
| Panel room Wall(C9-C18) | 1 | 1 | 4.325 |  | 3.175 | 13.7319
| Panel room Wall(C18-C19) | 1 | 1 | 3.95 |  | 3.175 | 12.5412
| Panel room Wall(C9-C18) | 1 | 1 | 3.64 |  | 3.175 | 11.557
| Door deduction | -1 | 1 | 1.05 |  | 2.3 | -2.415
| Door gems | 1 | 1 | 5.95 |  | 0.15 | 0.8925
| Panel room Wall(C9-C10) | 1 | 1 | 4.02 |  | 1.1 | 4.422
| Panel room Wall(C10-C19) | 1 | 1 | 4.325 |  | 1.1 | 4.7575
| Shaft plaster(Panel room gallery) | 3 | 1 | 1 |  | 3.175 | 9.525
| C18 Column | 1 | 1 | 1.915 |  | 3.175 | 6.0801
| Shaft C9/C19 | 2 | 1 | 2.2 |  | 3.175 | 13.97
| Near lift area | 1 | 1 | 2.15 |  | 3.175 | 6.8262
| Bathroom washbasin wall | 2 | 1 | 7.22 |  | 3.075 | 44.403
| Urinal wall area | 2 | 1 | 7.22 |  | 3.075 | 44.403
| Partition wall infront of bathroom main door | 2 | 1 | 2.43 |  | 2.25 | 10.935
| WC and bathroom Wall | 12 | 1 | 4.83 |  | 2.25 | 130.41
| Shaft room wall | 4 | 1 | 4.81 |  | 3.075 | 59.163
| Shaft room wall | 4 | 1 | 1.65 |  | 0.825 | 5.445
| Bathroom and wc wall | 4 | 1 | 1.765 |  | 0.83 | 5.8598
| Bathroom and wc wall | 4 | 1 | 1.03 |  | 0.825 | 3.399
| Deduction(Ventilation) | -4 | 1 | 2.25 |  | 0.425 | -3.825
| Wc and bathroom outer wall | 4 | 1 | 3.5 |  | 2.4 | 33.6
| Door deduction | -12 | 1 | 0.9 |  | 2.07 | -22.356
| Shaft outer wall | 4 | 1 | 1.23 |  | 3.075 | 15.129
| Shaft door deduction | -4 | 1 | 0.75 |  | 2.07 | -6.21
| Toilet cc jali wall | 4 | 1 | 1.33 |  | 3.075 | 16.359
| Deduction jali | -4 | 1 | 0.8 |  | 2.2 | -7.04
| Connecting corridor parapet wall | 2 | 1 | 12.32 |  | 1 | 24.64
| Column | 4 | 1 | 0.69 |  | 1.67 | 4.6092
| Column | 1 | 1 | 0.94 |  | 1.67 | 1.5698
| Shaft column | 1 | 1 | 1.35 |  | 1.67 | 2.2545
| Column | 2 | 1 | 0.97 |  | 1.67 | 3.2398
| Wardrobe partition wall plaster | 20 | 1 | 2.05 |  | 1.35 | 55.35
| Wardrobe partition wall plaster | 20 | 1 | 3.15 |  | 1.35 | 85.05
| Wardrobe slab | 20 | 1 | 1.8 |  | 1.3 | 46.8
Fifth floor
| Center Room | 8 | 1 | 3 |  | 3.175 | 76.2
| Center Room | 8 | 1 | 5.6 |  | 3.175 | 142.24
| Window plaster | 8 | 1 | 1.2 |  | 0.13 | 1.248
| Window plaster | 4 | 1 | 1.8 |  | 0.58 | 4.176
| Door gems | 4 | 1 | 5.95 |  | 0.15 | 3.57
| Window(Deduction) | -4 | 1 | 1.8 |  | 1.2 | -8.64
| Door (Deduction) | -4 | 1 | 1.05 |  | 2.275 | -9.555
| Rooms | 16 | 1 | 3 |  | 3.175 | 152.4
| Rooms | 16 | 1 | 5.6 |  | 3.175 | 284.48
| Window plaster | 16 | 1 | 1.2 |  | 0.13 | 2.496
| Window plaster | 8 | 1 | 1.8 |  | 0.58 | 8.352
| Door gems | 8 | 1 | 5.95 |  | 0.15 | 7.14
| Window(Deduction) | -8 | 1 | 1.8 |  | 1.2 | -17.28
| Door (Deduction) | -8 | 1 | 1.05 |  | 2.275 | -19.11
| Corner room | 16 | 1 | 3 |  | 3.175 | 152.4
| Corner room | 16 | 1 | 5.6 |  | 3.175 | 284.48
| Window plaster | 16 | 1 | 1.2 |  | 0.15 | 2.88
| Window plaster | 8 | 1 | 1.8 |  | 0.3 | 4.32
| Door gems | 8 | 1 | 5.95 |  | 0.15 | 7.14
| Window(Deduction) | -8 | 1 | 1.8 |  | 1.2 | -17.28
| Door (Deduction) | -8 | 1 | 1.05 |  | 2.275 | -19.11
| Corridor rooms wall(Gallery area) | 4 | 1 | 15.92 |  | 3.175 | 202.184
| Corridor rooms walls (Door deduction) | -20 | 1 | 1.05 |  | 2.275 | -47.775
| Room side wall | 7 | 1 | 4.995 |  | 3.175 | 111.0139
| Corridor parapet wall | 4 | 1 | 15.92 |  | 3.175 | 202.184
| Gems | 24 | 1 | 1.2 |  | 0.15 | 4.32
| Opening deduction | -8 | 1 | 5.295 |  | 1.2 | -50.832
| Opening deduction | -4 | 1 | 2.17 |  | 1.2 | -10.416
| Space for drying clothes area gallery | 2 | 1 | 4.92 |  | 3.175 | 31.242
| Bathroom front wall(C56-C61) | 2 | 1 | 4.7 |  | 3.175 | 29.845
| Door deduction | -2 | 1 | 1.05 |  | 2.275 | -4.7775
| Door gems | 2 | 1 | 5.95 |  | 0.15 | 1.785
| Gallery jali area | 5 | 1 | 1.7 |  | 3.175 | 26.9875
| Deduction | -5 | 1 | 1.1 |  | 2.45 | -13.475
| Gallery jali gems | 5 | 1 | 6 |  | 0.28 | 8.4
| Panel room Wall(C18-C19) | 1 | 1 | 4.205 |  | 3.175 | 13.3509
| Panel room Wall(C9-C18) | 1 | 1 | 4.325 |  | 3.175 | 13.7319
| Panel room Wall(C18-C19) | 1 | 1 | 3.95 |  | 3.175 | 12.5412
| Panel room Wall(C9-C18) | 1 | 1 | 3.64 |  | 3.175 | 11.557
| Door deduction | -1 | 1 | 1.05 |  | 2.3 | -2.415
| Door gems | 1 | 1 | 5.95 |  | 0.15 | 0.8925
| Panel room Wall(C9-C10) | 1 | 1 | 4.02 |  | 1.1 | 4.422
| Panel room Wall(C10-C19) | 1 | 1 | 4.325 |  | 1.1 | 4.7575
| Shaft plaster(Panel room gallery) | 3 | 1 | 1 |  | 3.175 | 9.525
| C18 Column | 1 | 1 | 1.915 |  | 3.175 | 6.0801
| Shaft C9/C19 | 2 | 1 | 2.2 |  | 3.175 | 13.97
| Near lift area | 1 | 1 | 2.15 |  | 3.175 | 6.8262
| Bathroom washbasin wall | 2 | 1 | 7.22 |  | 3.075 | 44.403
| Urinal wall area | 2 | 1 | 7.22 |  | 3.075 | 44.403
| Partition wall infront of bathroom main door | 2 | 1 | 2.43 |  | 2.25 | 10.935
| WC and bathroom Wall | 12 | 1 | 4.83 |  | 2.25 | 130.41
| Shaft room wall | 4 | 1 | 4.81 |  | 3.075 | 59.163
| Shaft room wall | 4 | 1 | 1.65 |  | 0.825 | 5.445
| Bathroom and wc wall | 4 | 1 | 1.765 |  | 0.83 | 5.8598
| Bathroom and wc wall | 4 | 1 | 1.03 |  | 0.825 | 3.399
| Deduction(Ventilation) | -4 | 1 | 2.25 |  | 0.425 | -3.825
| Wc and bathroom outer wall | 4 | 1 | 3.5 |  | 2.4 | 33.6
| Door deduction | -12 | 1 | 0.9 |  | 2.07 | -22.356
| Shaft outer wall | 4 | 1 | 1.23 |  | 3.075 | 15.129
| Shaft door deduction | -4 | 1 | 0.75 |  | 2.07 | -6.21
| Toilet cc jali wall | 4 | 1 | 1.33 |  | 3.075 | 16.359
| Deduction jali | -4 | 1 | 0.8 |  | 2.2 | -7.04
| Connecting corridor parapet wall | 2 | 1 | 12.32 |  | 1 | 24.64
| Column | 4 | 1 | 0.69 |  | 1.67 | 4.6092
| Column | 1 | 1 | 0.94 |  | 1.67 | 1.5698
| Shaft column | 1 | 1 | 1.35 |  | 1.67 | 2.2545
| Column | 2 | 1 | 0.97 |  | 1.67 | 3.2398
| Wardrobe partition wall plaster | 20 | 1 | 2.05 |  | 1.35 | 55.35
| Wardrobe partition wall plaster | 20 | 1 | 3.15 |  | 1.35 | 85.05
| Wardrobe slab | 20 | 1 | 1.8 |  | 1.3 | 46.8
Sixth floor
| Center Room | 8 | 1 | 3 |  | 3.175 | 76.2
| Center Room | 8 | 1 | 5.6 |  | 3.175 | 142.24
| Window plaster | 8 | 1 | 1.2 |  | 0.13 | 1.248
| Window plaster | 4 | 1 | 1.8 |  | 0.58 | 4.176
| Door gems | 4 | 1 | 5.95 |  | 0.15 | 3.57
| Window(Deduction) | -4 | 1 | 1.8 |  | 1.2 | -8.64
| Door (Deduction) | -4 | 1 | 1.05 |  | 2.275 | -9.555
| Rooms | 16 | 1 | 3 |  | 3.175 | 152.4
| Rooms | 16 | 1 | 5.6 |  | 3.175 | 284.48
| Window plaster | 16 | 1 | 1.2 |  | 0.13 | 2.496
| Window plaster | 8 | 1 | 1.8 |  | 0.58 | 8.352
| Door gems | 8 | 1 | 5.95 |  | 0.15 | 7.14
| Window(Deduction) | -8 | 1 | 1.8 |  | 1.2 | -17.28
| Door (Deduction) | -8 | 1 | 1.05 |  | 2.275 | -19.11
| Corner room | 16 | 1 | 3 |  | 3.175 | 152.4
| Corner room | 16 | 1 | 5.6 |  | 3.175 | 284.48
| Window plaster | 16 | 1 | 1.2 |  | 0.15 | 2.88
| Window plaster | 8 | 1 | 1.8 |  | 0.3 | 4.32
| Door gems | 8 | 1 | 5.95 |  | 0.15 | 7.14
| Window(Deduction) | -8 | 1 | 1.8 |  | 1.2 | -17.28
| Door (Deduction) | -8 | 1 | 1.05 |  | 2.275 | -19.11
| Corridor rooms wall(Gallery area) | 4 | 1 | 15.92 |  | 3.175 | 202.184
| Corridor rooms walls (Door deduction) | -20 | 1 | 1.05 |  | 2.275 | -47.775
| Room side wall | 7 | 1 | 4.995 |  | 3.175 | 111.0139
| Corridor parapet wall | 4 | 1 | 15.92 |  | 3.175 | 202.184
| Gems | 24 | 1 | 1.2 |  | 0.15 | 4.32
| Opening deduction | -8 | 1 | 5.295 |  | 1.2 | -50.832
| Opening deduction | -4 | 1 | 2.17 |  | 1.2 | -10.416
| Space for drying clothes area gallery | 2 | 1 | 4.92 |  | 3.175 | 31.242
| Bathroom front wall(C56-C61) | 2 | 1 | 4.7 |  | 3.175 | 29.845
| Door deduction | -2 | 1 | 1.05 |  | 2.275 | -4.7775
| Door gems | 2 | 1 | 5.95 |  | 0.15 | 1.785
| Gallery jali area | 5 | 1 | 1.7 |  | 3.175 | 26.9875
| Deduction | -5 | 1 | 1.1 |  | 2.45 | -13.475
| Gallery jali gems | 5 | 1 | 6 |  | 0.28 | 8.4
| Panel room Wall(C18-C19) | 1 | 1 | 4.205 |  | 3.175 | 13.3509
| Panel room Wall(C9-C18) | 1 | 1 | 4.325 |  | 3.175 | 13.7319
| Panel room Wall(C18-C19) | 1 | 1 | 3.95 |  | 3.175 | 12.5412
| Panel room Wall(C9-C18) | 1 | 1 | 3.64 |  | 3.175 | 11.557
| Door deduction | -1 | 1 | 1.05 |  | 2.3 | -2.415
| Door gems | 1 | 1 | 5.95 |  | 0.15 | 0.8925
| Panel room Wall(C9-C10) | 1 | 1 | 4.02 |  | 1.1 | 4.422
| Panel room Wall(C10-C19) | 1 | 1 | 4.325 |  | 1.1 | 4.7575
| Shaft plaster(Panel room gallery) | 3 | 1 | 1 |  | 3.175 | 9.525
| C18 Column | 1 | 1 | 1.915 |  | 3.175 | 6.0801
| Shaft C9/C19 | 2 | 1 | 2.2 |  | 3.175 | 13.97
| Near lift area | 1 | 1 | 2.15 |  | 3.175 | 6.8262
| Bathroom washbasin wall | 2 | 1 | 7.22 |  | 3.075 | 44.403
| Urinal wall area | 2 | 1 | 7.22 |  | 3.075 | 44.403
| Partition wall infront of bathroom main door | 2 | 1 | 2.43 |  | 2.25 | 10.935
| WC and bathroom Wall | 12 | 1 | 4.83 |  | 2.25 | 130.41
| Shaft room wall | 4 | 1 | 4.81 |  | 3.075 | 59.163
| Shaft room wall | 4 | 1 | 1.65 |  | 0.825 | 5.445
| Bathroom and wc wall | 4 | 1 | 1.765 |  | 0.83 | 5.8598
| Bathroom and wc wall | 4 | 1 | 1.03 |  | 0.825 | 3.399
| Deduction(Ventilation) | -4 | 1 | 2.25 |  | 0.425 | -3.825
| Wc and bathroom outer wall | 4 | 1 | 3.5 |  | 2.4 | 33.6
| Door deduction | -12 | 1 | 0.9 |  | 2.07 | -22.356
| Shaft outer wall | 4 | 1 | 1.23 |  | 3.075 | 15.129
| Shaft door deduction | -4 | 1 | 0.75 |  | 2.07 | -6.21
| Toilet cc jali wall | 4 | 1 | 1.33 |  | 3.075 | 16.359
| Deduction jali | -4 | 1 | 0.8 |  | 2.2 | -7.04
| Connecting corridor parapet wall | 2 | 1 | 12.32 |  | 1 | 24.64
| Column | 4 | 1 | 0.69 |  | 1.67 | 4.6092
| Column | 1 | 1 | 0.94 |  | 1.67 | 1.5698
| Shaft column | 1 | 1 | 1.35 |  | 1.67 | 2.2545
| Column | 2 | 1 | 0.97 |  | 1.67 | 3.2398
| Wardrobe partition wall plaster | 20 | 1 | 2.05 |  | 1.35 | 55.35
| Wardrobe partition wall plaster | 20 | 1 | 3.15 |  | 1.35 | 85.05
| Wardrobe slab | 20 | 1 | 1.8 |  | 1.3 | 46.8
| Staircase walls | 1 | 1 | 13.425 |  | 26.775 | 359.4544
| Landing deduction | -14 | 1 | 3.62 |  | 0.26 | -13.1768
| Ground floor 1st Flight | 1 | 1 | 3.98 |  | 1.81 | 7.2038
| Ground floor 2nd Flight | 1 | 1 | 3.17 |  | 1.81 | 5.7377
| Ground floor 3rd Flight | 1 | 1 | 3.48 |  | 1.81 | 6.2988
| Flight beam | 1 | 1 | 0.91 |  | 0.25 | 0.2275
| Flight beam | 1 | 1 | 0.9 |  | 0.485 | 0.4365
| 1st floor to sixth floor 1st Flight | 6 | 1 | 5.18 |  | 1.81 | 56.2548
| 1st floor to sixth floor 2nd Flight | 6 | 1 | 3.17 |  | 1.81 | 34.4262
| 1st floor to sixth floor 3rd Flight | 6 | 1 | 3.48 |  | 1.81 | 37.7928
| Staircase left side plaster | 7 | 1 | 0.81 |  | 0.3 | 1.701
| Ground floor side plaster | 1 | 1 | 1.11 |  | 0.355 | 0.39405
| First floor to sixth floor side plaster | 6 | 1 | 1.21 |  | 0.3 | 2.178
| Beam side infront of lift staircase | 6 | 1 | 1.11 |  | 0.23 | 1.5318
| Beam side infront of lift staircase | 6 | 1 | 4.86 |  | 0.3 | 8.748
| Terrace L wall | 1 | 1 | 4.91 |  | 1.6 | 7.856
| Beam terrace | 1 | 1 | 1.9 |  | 0.3 | 0.57
| Mumty inner wall | 1 | 1 | 14.98 |  | 3.38 | 50.6324
| Corridor connecting window jamb | 1 | 1 | 4.07 |  | 0.27 | 1.0989
| Terrace entry wall window | 2 | 1 | 3.87 |  | 0.13 | 1.0062
| Terrace door jamb | 1 | 1 | 5.27 |  | 0.13 | 0.6851
| Mumty south side door jamb | 1 | 1 | 5.06 |  | 0.27 | 1.3662
| Machine room door | 1 | 1 | 5.06 |  | 0.27 | 1.3662
| L WALL TERRACE | 1 | 1 | 5.44 |  | 0.95 | 5.168
| Deduction L wall | -1 | 1 | 0.27 |  | 0.95 | -0.2565
| Machine room staircase step(Ded) | -1 | 1 | 1.15 |  | 0.2 | -0.23
| Machine room door ded | -1 | 1 | 1.1 |  | 2 | -2.2
| South side door ded | -1 | 1 | 1.08 |  | 1.86 | -2.0088
| Ded window | -2 | 1 | 1.2 |  | 1.34 | -3.216
| Terrace main door | -1 | 1 | 1.5 |  | 1.8 | -2.7
| Corridor connecting window | -1 | 1 | 1.1 |  | 1.5 | -1.65
| Lift inner plaster | 1 | 1 | 10.72 |  | 27.1 | 290.512
| Door deduction | -14 | 1 | 1.15 |  | 2.16 | -34.776
| Lift front plaster | 7 | 1 | 2.58 |  | 3.1 | 55.986
| Door jamb | 7 | 1 | 5.44 |  | 0.25 | 9.52
| Machine room staircase plaster | 1 | 1 | 10.7 |  | 1 | 10.7
| Door deduction | -1 | 1 | 1.075 |  | 1.95 | -2.0962
Fire escape staircase
Ground to first floor
| Back side gate | 1 | 1 | 2.98 |  | 1.66 | 4.9468
| Ded gate | 1 | 1 | 1.18 |  | 2.67 | 3.1506
| Door gems | 1 | 1 | 6.52 |  | 0.27 | 1.7604
| Column | 1 | 1 | 0.53 |  | 1.68 | 0.8904
| Column | 1 | 1 | 0.39 |  | 2.68 | 1.0452
| Column | 1 | 1 | 0.3 |  | 2.81 | 0.843
| L colmun | 1 | 1 | 0.52 |  | 1.65 | 0.858
| Near gate column | 1 | 1 | 0.8 |  | 2.82 | 2.256
| Wall | 1 | 1 | 2.9 |  | 1 | 2.9
| L wall | 1 | 1 | 5.6 |  | 1 | 5.6
| Back sside wall(Near gate) | 1 | 1 | 2.62 |  | 0.72 | 1.8864
| Ground floor wall | 1 | 1 | 10.51 |  | 1.31 | 13.7681
| Staircase wall | 1 | 1 | 2.95 |  | 0.63 | 1.8585
| 1st flight | 1 | 1 | 2.36 |  | 2.74 | 6.4664
| Landing wall | 1 | 1 | 8.05 |  | 1.62 | 13.041
| 2nd flight | 1 | 1 | 3.12 |  | 1.32 | 4.1184
| Column | 2 | 1 | 1.02 |  | 1.34 | 2.7336
| Deduction beam | -2 | 1 | 0.3 |  | 0.3 | -0.18
1st floor to sixth floor
| wall | 6 | 1 | 2.91 |  | 1 | 17.46
| Column | 6 | 1 | 0.56 |  | 1.67 | 5.6112
| L wall | 6 | 1 | 7.805 |  | 1 | 46.83
| Beam tuck | 6 | 1 | 1.15 |  | 0.15 | 1.035
| Column | 5 | 1 | 1.34 |  | 1.7 | 11.39
| Tapered wall | 12 | 1 | 3.4 |  | 0.97 | 39.576
| Tapered wall | 12 | 1 | 1.77 |  | 1 | 21.24
| wall | 6 | 1 | 4.3 |  | 1 | 25.8
| Column | 10 | 1 | 1 |  | 1.96 | 19.6
| Deduction beam | -10 | 1 | 0.3 |  | 0.3 | -0.9
| Column | 5 | 1 | 0.36 |  | 2.64 | 4.752
| Column | 5 | 1 | 0.36 |  | 2.83 | 5.094
| Column | 5 | 1 | 0.35 |  | 1.64 | 2.87
Sixth floor to terrace
| Column | 2 | 1 | 0.99 |  | 3.33 | 6.5934
| Ded | -2 | 1 | 0.3 |  | 0.3 | -0.18
| Ded | -3 | 1 | 0.3 |  | 0.48 | -0.432
| Column | 1 | 1 | 0.36 |  | 2.66 | 0.9576
| Column | 1 | 1 | 0.67 |  | 5.8 | 3.886
| Ded | -1 | 1 | 0.25 |  | 0.86 | -0.215
| ded beam | -1 | 1 | 0.3 |  | 0.3 | -0.09
| Column | 1 | 1 | 0.43 |  | 2.6 | 1.118
| Column | 1 | 1 | 0.35 |  | 1.37 | 0.4795
| Fire escape terrace entry wall | 1 | 1 | 4.28 |  | 3.27 | 13.9956
| Step ded | -1 | 1 | 1.8 |  | 0.4 | -0.72
| Door ded | -1 | 1 | 0.98 |  | 1.95 | -1.911
| Door gems terrace | 1 | 1 | 4.9 |  | 0.3 | 1.47
| Fire escape staircase side plaster | 14 | 1 | 3.7 |  | 0.415 | 21.497
| Fire escape staircase side plaster | 7 | 1 | 0.82 |  | 0.23 | 1.3202
| water tank cooler room wall | 3 | 1 | 11.22 |  | 1.97 | 66.3102
| Door deduction | -3 | 1 | 1.97 |  | 1 | -5.91
| Window deduction | -2 | 1 | 1.28 |  | 0.67 | -1.7152
| Window gems | 2 | 1 | 3.88 |  | 0.15 | 1.164
| Fire escape terrace entry wall | 1 | 1 | 4.97 |  | 2.6 | 12.922
| Door ded | -1 | 1 | 0.98 |  | 1.95 | -1.911
| Column | -2 | 1 | 0.28 |  | 0.3 | -0.168
| Connecting gallery parapet wall | 1 | 2 | 10.98 |  | 1 | 21.96
| Courtyard parapet wall(C44-C47/C22-C44/C22-C25/C25-C47) | 1 | 4 | 15.92 |  | 1 | 63.68
| On grid 5/K to J | 3 | 1 | 15.29 |  | 1 | 45.87
| Column(C66/C67/C33/C39) | 12 | 1 | 0.37 |  | 1 | 4.44
| C68 | 1 | 1 | 1.07 |  | 1 | 1.07
| On grid 6/G to F | 1 | 1 | 1.93 |  | 1 | 1.93
| On grid F/4 To 6 | 1 | 1 | 2.76 |  | 1 | 2.76
| On grid 4 | 1 | 1 | 4.74 |  | 1 | 4.74
| n grid E /4 to 5 | 2 | 1 | 1.835 |  | 1 | 3.67
| Bathroom corner | 4 | 1 | 1.05 |  | 1 | 4.2
| On grid C /6 to 7 | 1 | 1 | 4.94 |  | 1 | 4.94
| On grid 8/B to d | 1 | 1 | 3.915 |  | 1 | 3.915
| C49 | 1 | 1 | 0.685 |  | 1 | 0.685
| C27 | 1 | 1 | 0.685 |  | 1 | 0.685
| On grid E/10 to 12 | 1 | 1 | 0.37 |  | 1 | 0.37
| On grid E/12 to 13 | 1 | 1 | 1.68 |  | 1 | 1.68
| On grid E/13 to 14 | 1 | 1 | 4.93 |  | 1 | 4.93
| On grid 14/E to G | 1 | 1 | 6.6 |  | 1 | 6.6
| C6 | 1 | 1 | 0.81 |  | 1 | 0.81
| C3 | 1 | 1 | 0.79 |  | 1 | 0.79
| On grid 14/L to K | 1 | 1 | 1.7 |  | 1 | 1.7
| C8 | 1 | 1 | 0.84 |  | 1 | 0.84
| On grid L/15 to 16 | 1 | 1 | 2.19 |  | 1 | 2.19
| On grid 16/M to L | 1 | 1 | 4.29 |  | 1 | 4.29
| On grid M/15 to 16 | 2 | 1 | 1.84 |  | 1 | 3.68
| On grid P/13 to 14 | 1 | 1 | 4.7 |  | 1 | 4.7
| On grid 13/m to P | 1 | 1 | 2.645 |  | 1 | 2.645
| On grid M/12 to 13 | 1 | 1 | 2.35 |  | 1 | 2.35
| Terrace shaft plaster | 4 | 2 | 1.98 |  | 1 | 15.84 | [5 empty] | l
| Terrace shaft plaster | 4 | 1 | 0.58 |  | 1 | 2.32
| Plumbing pipe base pillar | 80 | 1 | 0.35 |  | 0.23 | 6.44
| Plumbing pipe base pillar | 80 | 1 | 1.16 |  | 0.18 | 16.704
| On grid 5/G to K | 1 | 1 | 12.6 |  | 1.35 | 17.01
| Fire escape mumty top inner plaster | 1 | 1 | 23.88 |  | 1 | 23.88
| Lift staircase mumty | 1 | 1 | 30.43 |  | 0.35 | 10.6505
| Water tank top inner plaster | 1 | 4 | 12.92 |  | 0.2 | 10.336
| Plaster/Plinth protection | 1 | 1 | 3.25 |  | 1.35 | 4.3875
| Plaster/Plinth protection | 1 | 1 | 1.4 |  | 0.75 | 1.05
| Plaster/Plinth protection | 1 | 1 | 2.15 |  | 1.35 | 2.9025
| Plaster/Plinth protection | 1 | 1 | 6.08 |  | 1.35 | 8.208
| Plaster/Plinth protection | 1 | 1 | 1.05 |  | 1.35 | 1.4175
| Plaster/Plinth protection | 1 | 1 | 0.75 |  | 0.75 | 0.5625
| Plaster/Plinth protection | 1 | 1 | 1.2 |  | 1.35 | 1.62
| Plaster/Plinth protection | 1 | 1 | 1.1 |  | 0.75 | 0.825
| Plaster/Plinth protection | 1 | 1 | 1.3 |  | 0.75 | 0.975
| Plaster/Plinth protection | 1 | 1 | 4.25 |  | 1.35 | 5.7375
| Plaster/Plinth protection | 1 | 1 | 0.85 |  | 0.75 | 0.6375
| Plaster/Plinth protection | 1 | 1 | 5.8 |  | 1.35 | 7.83
| Plaster/Plinth protection | 1 | 1 | 8.02 |  | 1.35 | 10.827
| Plaster/Plinth protection | 1 | 1 | 5.7 |  | 1.35 | 7.695
| Plaster/Plinth protection | 1 | 1 | 4.48 |  | 1.35 | 6.048
| Plaster/Plinth protection | 1 | 1 | 0.75 |  | 0.75 | 0.5625
| Plaster/Plinth protection | 1 | 1 | 1.3 |  | 1.35 | 1.755
| Plaster/Plinth protection | 1 | 1 | 1.53 |  | 1.35 | 2.0655
| Plaster/Plinth protection | 1 | 1 | 13.23 |  | 1.35 | 17.8605
| Plaster/Plinth protection | 1 | 1 | 1.3 |  | 1.35 | 1.755
| Plaster/Plinth protection | 1 | 1 | 6.52 |  | 1.35 | 8.802
| Plaster/Plinth protection | 1 | 1 | 6 |  | 1.35 | 8.1
| Plaster/Plinth protection | 1 | 1 | 3.05 |  | 1.35 | 4.1175
| Plaster/Plinth protection | 1 | 1 | 11.17 |  | 1.35 | 15.0795
| Plaster/Plinth protection | 1 | 1 | 3 |  | 1.35 | 4.05
| Plaster/Plinth protection | 1 | 1 | 1.28 |  | 0.75 | 0.96
| Plaster/Plinth protection | 1 | 1 | 2.7 |  | 1.35 | 3.645
| Plaster/Plinth protection | 1 | 1 | 3 |  | 1.35 | 4.05
| Plaster/Plinth protection | 1 | 1 | 1 |  | 1.35 | 1.35
| Plaster/Plinth protection | 1 | 1 | 0.75 |  | 0.75 | 0.5625
| Plaster/Plinth protection | 1 | 1 | 1 |  | 1.35 | 1.35
| Plaster/Plinth protection | 1 | 1 | 1.06 |  | 1.35 | 1.431
| Plaster/Plinth protection | 1 | 1 | 0.75 |  | 0.75 | 0.5625
| Plaster/Plinth protection | 1 | 1 | 1.75 |  | 1.35 | 2.3625
| Plaster/Plinth protection | 1 | 1 | 2.91 |  | 1.35 | 3.9285
| Plaster/Plinth protection | 1 | 1 | 1.72 |  | 1.35 | 2.322
| Plaster/Plinth protection | 1 | 1 | 0.98 |  | 1.35 | 1.323
| Plaster/Plinth protection | 1 | 1 | 24.57 |  | 1.35 | 33.1695
| Ded chamber | -6 | 1 | 0.6 |  | 0.6 | -2.16
[6 empty] | Total | 16512.4328 | Sqm
07.02 | 6mm thick plaster to RCC slab in cement mortar 1:4 (1 cement : 4 fine and coarse sand in equal proportion) applied, finished smooth and cured including corner / edge beads of approved material etc.
Ground floor
| Rooms (3X5600) | 18 |  | 3 |  | 5.6 | 302.4
| Kitchen area slab | 1 |  | 6.08 |  | 5.6 | 34.048
| Locker luggage room | 1 |  | 9.23 |  | 5.6 | 51.688
| Locker luggage room/Beams | 1 |  | 4.745 |  | 0.6 | 2.847
| Locker luggage room/Beams | 1 |  | 5.35 |  | 0.6 | 3.21
| Warden room | 1 |  | 3.55 |  | 5.6 | 19.88
| Mess area slab | 1 |  | 15.445 |  | 5.715 | 88.2682
| Beams | 2 |  | 4.75 |  | 0.6 | 5.7
| Beams | 2 |  | 5.345 |  | 0.6 | 6.414
| Beams | 1 |  | 14.72 |  | 0.6 | 8.832
| Corridor gallery | 4 |  | 15.92 |  | 1.7 | 108.256
| Gallery area | 3 |  | 1.7 |  | 1.7 | 8.67
| Near bathroom area | 3 |  | 5 |  | 1.7 | 25.5
| Near drinking area(Corridor) | 1 |  | 5 |  | 2.16 | 10.8
| Near panel room area | 1 |  | 5 |  | 2.16 | 10.8
| Panel room slab | 1 |  | 4.31 |  | 4.325 | 18.6408
| Near fire escape gallery | 1 |  | 5.96 |  | 1.7 | 10.132
| Bathroom slab(Common area) | 2 |  | 5.8 |  | 5.8 | 67.28
| Wc and bathroom slab | 4 |  | 4.74 |  | 1.765 | 33.4644
| Bathroom chajja area | 2 |  | 1.05 |  | 1.05 | 2.205
| Bathroom beam plaster | 4 |  | 5.07 |  | 0.6 | 12.168
| Bathroom wall deduction | -4 |  | 0.25 |  | 0.68 | -0.68
| Bathroom pillar deduction | -2 |  | 0.25 |  | 0.25 | -0.125
| Corridor beams | 6 |  | 1.7 |  | 0.6 | 6.12
| Panel room beams | 1 |  | 4.02 |  | 0.6 | 2.412
| Panel room beams | 1 |  | 4.33 |  | 0.6 | 2.598
| Slab infront of lift area | 1 |  | 3.18 |  | 1.82 | 5.7876
| infront of lift area(Beam) | 1 |  | 1.82 |  | 0.3 | 0.546
| Slab infront of lift area staircase | 1 |  | 7.64 |  | 1.7 | 12.988
| infront of lift area staircase(Beam) | 1 |  | 7.42 |  | 0.6 | 4.452
| Courtyard beam | 4 |  | 12.77 |  | 0.28 | 14.3024
| Chajja | 8 |  | 2.13 |  | 0.45 | 7.668
First floor
| Rooms (3X5600) | 20 |  | 3 |  | 5.6 | 336
| Corridor gallery | 4 |  | 15.92 |  | 1.7 | 108.256
| Gallery area | 3 |  | 1.7 |  | 1.7 | 8.67
| Near bathroom area | 3 |  | 5 |  | 1.7 | 25.5
| Near drinking area(Corridor) | 1 |  | 5 |  | 2.16 | 10.8
| Near panel room area | 1 |  | 5 |  | 2.16 | 10.8
| Panel room slab | 1 |  | 4.31 |  | 4.325 | 18.6408
| Near fire escape gallery | 1 |  | 5.96 |  | 1.7 | 10.132
| Bathroom slab(Common area) | 2 |  | 5.8 |  | 5.8 | 67.28
| Wc and bathroom slab | 4 |  | 4.74 |  | 1.765 | 33.4644
| Bathroom chajja area | 2 |  | 1.05 |  | 1.05 | 2.205
| Bathroom beam plaster | 4 |  | 5.07 |  | 0.6 | 12.168
| Bathroom wall deduction | -4 |  | 0.25 |  | 0.68 | -0.68
| Bathroom pillar deduction | -2 |  | 0.25 |  | 0.25 | -0.125
| Corridor beams | 6 |  | 1.7 |  | 0.6 | 6.12
| Panel room beams | 1 |  | 4.02 |  | 0.6 | 2.412
| Panel room beams | 1 |  | 4.33 |  | 0.6 | 2.598
| Slab infront of lift area | 1 |  | 3.18 |  | 1.82 | 5.7876
| infront of lift area(Beam) | 1 |  | 1.82 |  | 0.3 | 0.546
| Slab infront of lift area staircase | 1 |  | 7.64 |  | 1.7 | 12.988
| infront of lift area staircase(Beam) | 1 |  | 7.42 |  | 0.6 | 4.452
| Courtyard beam | 4 |  | 12.77 |  | 0.28 | 14.3024
| Chajja | 8 |  | 2.13 |  | 0.45 | 7.668
Second floor
| Rooms (3X5600) | 20 |  | 3 |  | 5.6 | 336
| Corridor gallery | 4 |  | 15.92 |  | 1.7 | 108.256
| Gallery area | 3 |  | 1.7 |  | 1.7 | 8.67
| Near bathroom area | 3 |  | 5 |  | 1.7 | 25.5
| Near drinking area(Corridor) | 1 |  | 5 |  | 2.16 | 10.8
| Near panel room area | 1 |  | 5 |  | 2.16 | 10.8
| Panel room slab | 1 |  | 4.31 |  | 4.325 | 18.6408
| Near fire escape gallery | 1 |  | 5.96 |  | 1.7 | 10.132
| Bathroom slab(Common area) | 2 |  | 5.8 |  | 5.8 | 67.28
| Wc and bathroom slab | 4 |  | 4.74 |  | 1.765 | 33.4644
| Bathroom chajja area | 2 |  | 1.05 |  | 1.05 | 2.205
| Bathroom beam plaster | 4 |  | 5.07 |  | 0.6 | 12.168
| Bathroom wall deduction | -4 |  | 0.25 |  | 0.68 | -0.68
| Bathroom pillar deduction | -2 |  | 0.25 |  | 0.25 | -0.125
| Corridor beams | 6 |  | 1.7 |  | 0.6 | 6.12
| Panel room beams | 1 |  | 4.02 |  | 0.6 | 2.412
| Panel room beams | 1 |  | 4.33 |  | 0.6 | 2.598
| Slab infront of lift area | 1 |  | 3.18 |  | 1.82 | 5.7876
| infront of lift area(Beam) | 1 |  | 1.82 |  | 0.3 | 0.546
| Slab infront of lift area staircase | 1 |  | 7.64 |  | 1.7 | 12.988
| infront of lift area staircase(Beam) | 1 |  | 7.42 |  | 0.6 | 4.452
| Connecting gallery beam(L) | 2 |  | 1.66 |  | 0.6 | 1.992
| Beam bottom/Connecting gallery | 1 |  | 1.75 |  | 0.33 | 0.5775
| Beam bottom/Connecting gallery | 1 |  | 1.985 |  | 0.33 | 0.65505
| Beam bottom/Connecting gallery | 2 |  | 6.34 |  | 0.33 | 4.1844
| Beam bottom/Connecting gallery | 2 |  | 1.93 |  | 0.33 | 1.2738
| Beam latak | 2 |  | 2.16 |  | 0.3 | 1.296
| Beam latak | 2 |  | 6.3 |  | 0.3 | 3.78
| Beam latak | 2 |  | 2.05 |  | 0.3 | 1.23
| Beam bottom/Connecting gallery | 1 |  | 1.62 |  | 0.3 | 0.486
| Connecting gallery beam/Center | 2 |  | 1.66 |  | 0.6 | 1.992
| Connecting gallery slab | 1 |  | 2.4 |  | 1.81 | 4.344
| Connecting gallery slab | 1 |  | 6.34 |  | 1.81 | 11.4754
| Connecting gallery slab | 1 |  | 2.47 |  | 1.81 | 4.4707
| Courtyard beam | 4 |  | 12.77 |  | 0.28 | 14.3024
| Chajja | 8 |  | 2.13 |  | 0.45 | 7.668
Third floor
| Rooms (3X5600) | 20 |  | 3 |  | 5.6 | 336
| Corridor gallery | 4 |  | 15.92 |  | 1.7 | 108.256
| Gallery area | 3 |  | 1.7 |  | 1.7 | 8.67
| Near bathroom area | 3 |  | 5 |  | 1.7 | 25.5
| Near drinking area(Corridor) | 1 |  | 5 |  | 2.16 | 10.8
| Near panel room area | 1 |  | 5 |  | 2.16 | 10.8
| Panel room slab | 1 |  | 4.31 |  | 4.325 | 18.6408
| Near fire escape gallery | 1 |  | 5.96 |  | 1.7 | 10.132
| Bathroom slab(Common area) | 2 |  | 5.8 |  | 5.8 | 67.28
| Wc and bathroom slab | 4 |  | 4.74 |  | 1.765 | 33.4644
| Bathroom chajja area | 2 |  | 1.05 |  | 1.05 | 2.205
| Bathroom beam plaster | 4 |  | 5.07 |  | 0.6 | 12.168
| Bathroom wall deduction | -4 |  | 0.25 |  | 0.68 | -0.68
| Bathroom pillar deduction | -2 |  | 0.25 |  | 0.25 | -0.125
| Corridor beams | 6 |  | 1.7 |  | 0.6 | 6.12
| Panel room beams | 1 |  | 4.02 |  | 0.6 | 2.412
| Panel room beams | 1 |  | 4.33 |  | 0.6 | 2.598
| Slab infront of lift area | 1 |  | 3.18 |  | 1.82 | 5.7876
| infront of lift area(Beam) | 1 |  | 1.82 |  | 0.3 | 0.546
| Slab infront of lift area staircase | 1 |  | 7.64 |  | 1.7 | 12.988
| infront of lift area staircase(Beam) | 1 |  | 7.42 |  | 0.6 | 4.452
| Connecting gallery beam(L) | 2 |  | 1.66 |  | 0.6 | 1.992
| Beam bottom/Connecting gallery | 1 |  | 1.75 |  | 0.33 | 0.5775
| Beam bottom/Connecting gallery | 1 |  | 1.985 |  | 0.33 | 0.65505
| Beam bottom/Connecting gallery | 2 |  | 6.34 |  | 0.33 | 4.1844
| Beam bottom/Connecting gallery | 2 |  | 1.93 |  | 0.33 | 1.2738
| Beam latak | 2 |  | 2.16 |  | 0.3 | 1.296
| Beam latak | 2 |  | 6.3 |  | 0.3 | 3.78
| Beam latak | 2 |  | 2.05 |  | 0.3 | 1.23
| Beam bottom/Connecting gallery | 1 |  | 1.62 |  | 0.3 | 0.486
| Connecting gallery beam/Center | 2 |  | 1.66 |  | 0.6 | 1.992
| Connecting gallery slab | 1 |  | 2.4 |  | 1.81 | 4.344
| Connecting gallery slab | 1 |  | 6.34 |  | 1.81 | 11.4754
| Connecting gallery slab | 1 |  | 2.47 |  | 1.81 | 4.4707
| Courtyard beam | 4 |  | 12.77 |  | 0.28 | 14.3024
| Chajja | 8 |  | 2.13 |  | 0.45 | 7.668
Fourth floor
| Rooms (3X5600) | 20 |  | 3 |  | 5.6 | 336
| Corridor gallery | 4 |  | 15.92 |  | 1.7 | 108.256
| Gallery area | 3 |  | 1.7 |  | 1.7 | 8.67
| Near bathroom area | 3 |  | 5 |  | 1.7 | 25.5
| Near drinking area(Corridor) | 1 |  | 5 |  | 2.16 | 10.8
| Near panel room area | 1 |  | 5 |  | 2.16 | 10.8
| Panel room slab | 1 |  | 4.31 |  | 4.325 | 18.6408
| Near fire escape gallery | 1 |  | 5.96 |  | 1.7 | 10.132
| Bathroom slab(Common area) | 2 |  | 5.8 |  | 5.8 | 67.28
| Wc and bathroom slab | 4 |  | 4.74 |  | 1.765 | 33.4644
| Bathroom chajja area | 2 |  | 1.05 |  | 1.05 | 2.205
| Bathroom beam plaster | 4 |  | 5.07 |  | 0.6 | 12.168
| Bathroom wall deduction | -4 |  | 0.25 |  | 0.68 | -0.68
| Bathroom pillar deduction | -2 |  | 0.25 |  | 0.25 | -0.125
| Corridor beams | 6 |  | 1.7 |  | 0.6 | 6.12
| Panel room beams | 1 |  | 4.02 |  | 0.6 | 2.412
| Panel room beams | 1 |  | 4.33 |  | 0.6 | 2.598
| Slab infront of lift area | 1 |  | 3.18 |  | 1.82 | 5.7876
| infront of lift area(Beam) | 1 |  | 1.82 |  | 0.3 | 0.546
| Slab infront of lift area staircase | 1 |  | 7.64 |  | 1.7 | 12.988
| infront of lift area staircase(Beam) | 1 |  | 7.42 |  | 0.6 | 4.452
| Connecting gallery beam(L) | 2 |  | 1.66 |  | 0.6 | 1.992
| Beam bottom/Connecting gallery | 1 |  | 1.75 |  | 0.33 | 0.5775
| Beam bottom/Connecting gallery | 1 |  | 1.985 |  | 0.33 | 0.65505
| Beam bottom/Connecting gallery | 2 |  | 6.34 |  | 0.33 | 4.1844
| Beam bottom/Connecting gallery | 2 |  | 1.93 |  | 0.33 | 1.2738
| Beam latak | 2 |  | 2.16 |  | 0.3 | 1.296
| Beam latak | 2 |  | 6.3 |  | 0.3 | 3.78
| Beam latak | 2 |  | 2.05 |  | 0.3 | 1.23
| Beam bottom/Connecting gallery | 1 |  | 1.62 |  | 0.3 | 0.486
| Connecting gallery beam/Center | 2 |  | 1.66 |  | 0.6 | 1.992
| Connecting gallery slab | 1 |  | 2.4 |  | 1.81 | 4.344
| Connecting gallery slab | 1 |  | 6.34 |  | 1.81 | 11.4754
| Connecting gallery slab | 1 |  | 2.47 |  | 1.81 | 4.4707
| Courtyard beam | 4 |  | 12.77 |  | 0.28 | 14.3024
| Chajja | 8 |  | 2.13 |  | 0.45 | 7.668
Fifth floor
| Rooms (3X5600) | 20 |  | 3 |  | 5.6 | 336
| Corridor gallery | 4 |  | 15.92 |  | 1.7 | 108.256
| Gallery area | 3 |  | 1.7 |  | 1.7 | 8.67
| Near bathroom area | 3 |  | 5 |  | 1.7 | 25.5
| Near drinking area(Corridor) | 1 |  | 5 |  | 2.16 | 10.8
| Near panel room area | 1 |  | 5 |  | 2.16 | 10.8
| Panel room slab | 1 |  | 4.31 |  | 4.325 | 18.6408
| Near fire escape gallery | 1 |  | 5.96 |  | 1.7 | 10.132
| Bathroom slab(Common area) | 2 |  | 5.8 |  | 5.8 | 67.28
| Wc and bathroom slab | 4 |  | 4.74 |  | 1.765 | 33.4644
| Bathroom chajja area | 2 |  | 1.05 |  | 1.05 | 2.205
| Bathroom beam plaster | 4 |  | 5.07 |  | 0.6 | 12.168
| Bathroom wall deduction | -4 |  | 0.25 |  | 0.68 | -0.68
| Bathroom pillar deduction | -2 |  | 0.25 |  | 0.25 | -0.125
| Corridor beams | 6 |  | 1.7 |  | 0.6 | 6.12
| Panel room beams | 1 |  | 4.02 |  | 0.6 | 2.412
| Panel room beams | 1 |  | 4.33 |  | 0.6 | 2.598
| Slab infront of lift area | 1 |  | 3.18 |  | 1.82 | 5.7876
| infront of lift area(Beam) | 1 |  | 1.82 |  | 0.3 | 0.546
| Slab infront of lift area staircase | 1 |  | 7.64 |  | 1.7 | 12.988
| infront of lift area staircase(Beam) | 1 |  | 7.42 |  | 0.6 | 4.452
| Connecting gallery beam(L) | 2 |  | 1.66 |  | 0.6 | 1.992
| Beam bottom/Connecting gallery | 1 |  | 1.75 |  | 0.33 | 0.5775
| Beam bottom/Connecting gallery | 1 |  | 1.985 |  | 0.33 | 0.65505
| Beam bottom/Connecting gallery | 2 |  | 6.34 |  | 0.33 | 4.1844
| Beam bottom/Connecting gallery | 2 |  | 1.93 |  | 0.33 | 1.2738
| Beam latak | 2 |  | 2.16 |  | 0.3 | 1.296
| Beam latak | 2 |  | 6.3 |  | 0.3 | 3.78
| Beam latak | 2 |  | 2.05 |  | 0.3 | 1.23
| Beam bottom/Connecting gallery | 1 |  | 1.62 |  | 0.3 | 0.486
| Connecting gallery beam/Center | 2 |  | 1.66 |  | 0.6 | 1.992
| Connecting gallery slab | 1 |  | 2.4 |  | 1.81 | 4.344
| Connecting gallery slab | 1 |  | 6.34 |  | 1.81 | 11.4754
| Connecting gallery slab | 1 |  | 2.47 |  | 1.81 | 4.4707
| Courtyard beam | 4 |  | 12.77 |  | 0.28 | 14.3024
| Chajja | 8 |  | 2.13 |  | 0.45 | 7.668
Sixth floor
| Rooms (3X5600) | 20 |  | 3 |  | 5.6 | 336
| Corridor gallery | 4 |  | 15.92 |  | 1.7 | 108.256
| Gallery area | 3 |  | 1.7 |  | 1.7 | 8.67
| Near bathroom area | 3 |  | 5 |  | 1.7 | 25.5
| Near drinking area(Corridor) | 1 |  | 5 |  | 2.16 | 10.8
| Near panel room area | 1 |  | 5 |  | 2.16 | 10.8
| Panel room slab | 1 |  | 4.31 |  | 4.325 | 18.6408
| Near fire escape gallery | 1 |  | 5.96 |  | 1.7 | 10.132
| Bathroom slab(Common area) | 2 |  | 5.8 |  | 5.8 | 67.28
| Wc and bathroom slab | 4 |  | 4.74 |  | 1.765 | 33.4644
| Bathroom chajja area | 2 |  | 1.05 |  | 1.05 | 2.205
| Bathroom beam plaster | 4 |  | 5.07 |  | 0.6 | 12.168
| Bathroom wall deduction | -4 |  | 0.25 |  | 0.68 | -0.68
| Bathroom pillar deduction | -2 |  | 0.25 |  | 0.25 | -0.125
| Corridor beams | 6 |  | 1.7 |  | 0.6 | 6.12
| Panel room beams | 1 |  | 4.02 |  | 0.6 | 2.412
| Panel room beams | 1 |  | 4.33 |  | 0.6 | 2.598
| Slab infront of lift area | 1 |  | 3.18 |  | 1.82 | 5.7876
| infront of lift area(Beam) | 1 |  | 1.82 |  | 0.3 | 0.546
| Slab infront of lift area staircase | 1 |  | 7.64 |  | 1.7 | 12.988
| infront of lift area staircase(Beam) | 1 |  | 7.42 |  | 0.6 | 4.452
| Connecting gallery beam(L) | 2 |  | 1.66 |  | 0.6 | 1.992
| Beam bottom/Connecting gallery | 1 |  | 1.75 |  | 0.33 | 0.5775
| Beam bottom/Connecting gallery | 1 |  | 1.985 |  | 0.33 | 0.65505
| Beam bottom/Connecting gallery | 2 |  | 6.34 |  | 0.33 | 4.1844
| Beam bottom/Connecting gallery | 2 |  | 1.93 |  | 0.33 | 1.2738
| Beam latak | 2 |  | 2.16 |  | 0.3 | 1.296
| Beam latak | 2 |  | 6.3 |  | 0.3 | 3.78
| Beam latak | 2 |  | 2.05 |  | 0.3 | 1.23
| Beam bottom/Connecting gallery | 1 |  | 1.62 |  | 0.3 | 0.486
| Connecting gallery beam/Center | 2 |  | 1.66 |  | 0.6 | 1.992
| Connecting gallery slab | 1 |  | 2.4 |  | 1.81 | 4.344
| Connecting gallery slab | 1 |  | 6.34 |  | 1.81 | 11.4754
| Connecting gallery slab | 1 |  | 2.47 |  | 1.81 | 4.4707
| Courtyard beam | 4 |  | 12.77 |  | 0.28 | 14.3024
| Chajja | 20 |  | 2.13 |  | 0.45 | 19.17
| Lift staircase mumty slab | 1 |  | 7 |  | 4.85 | 33.95
| Beam | 1 |  | 4.85 |  | 0.6 | 2.91
| Slab infront of machine room | 1 |  | 2.61 |  | 3.81 | 9.9441
| Beam | 1 |  | 2.61 |  | 0.6 | 1.566
| Beam | 1 |  | 3.81 |  | 0.6 | 2.286
| Lift slab plaster | 2 |  | 2.35 |  | 3 | 14.1
Fire escape staircase
| Ground floor beam | 1 |  | 2.52 |  | 0.63 | 1.5876
| Ground floor beam | 1 |  | 1.7 |  | 0.9 | 1.53
| Ground floor beam | 1 |  | 4.5 |  | 0.3 | 1.35
| Ground floor beam | 1 |  | 4.3 |  | 0.3 | 1.29
| Ground floor beam | 1 |  | 1.8 |  | 0.15 | 0.27
| Ground floor beam | 1 |  | 2.65 |  | 0.33 | 0.8745
| Ground floor beam | 1 |  | 0.26 |  | 0.8 | 0.208
| Ground floor beam/L beam | 1 |  | 5.33 |  | 0.66 | 3.5178
| Beam tapered | 1 |  | 4.77 |  | 0.28 | 1.3356
| Beam tapered | 1 |  | 3.2 |  | 0.29 | 0.928
| Beam | 1 |  | 4.32 |  | 0.63 | 2.7216
| Ground floor slab | 1 |  | 2.955 |  | 1.7 | 5.0235
| Ground floor slab | 1 |  | 4.5 |  | 1.7 | 7.65
| Slab 1st Flight | 1 |  | 5.35 |  | 1.82 | 9.737
| slab 2nd Flight | 1 |  | 4.37 |  | 1.82 | 7.9534
| Mid flight | 1 |  | 0.82 |  | 1.8 | 1.476
1st floor to Sixth floor
| Beam | 6 |  | 0.9 |  | 1.7 | 9.18
| Beam | 6 |  | 2.51 |  | 0.63 | 9.4878
| L beam | 6 |  | 7.46 |  | 0.63 | 28.1988
| Beam | 6 |  | 4.33 |  | 0.9 | 23.382
| Tapered beam | 11 |  | 4.57 |  | 0.6 | 30.162
| Beam | 5 |  | 4.33 |  | 0.6 | 12.99
| Slab | 6 |  | 2.955 |  | 1.7 | 30.141
| Slab | 6 |  | 4.5 |  | 1.7 | 45.9
| Stairslab upside and downside | 12 |  | 5.13 |  | 1.84 | 113.2704
| Stairslab | 12 |  | 0.81 |  | 1.84 | 17.8848
Sixth floor to terrace
| Fire escape mumty beam | 2 |  | 4.25 |  | 0.6 | 5.1
| Fire escape mumty beam | 1 |  | 4.27 |  | 0.3 | 1.281
| Mumty slab | 1 |  | 5.42 |  | 4.47 | 24.2274
Water tank
| Beow water tank | 3 |  | 2.24 |  | 1.42 | 9.5424
| Ded column | -1 |  | 0.35 |  | 0.3 | -0.105
| Beow water tank | 1 |  | 2.25 |  | 5.22 | 11.745
| Ded column | -2 |  | 0.68 |  | 0.28 | -0.3808
| Ded column | -1 |  | 0.25 |  | 0.25 | -0.0625
| Water tank cooler room | 3 |  | 1.93 |  | 3.56 | 20.6124
| Fire escape terrace opening slab | 1 |  | 4.97 |  | 1.98 | 9.8406
| Beam | 1 |  | 4.97 |  | 0.3 | 1.491
| Beam | 2 |  | 1.98 |  | 0.3 | 1.188
[6 empty] | Total | 5804.7549 | Sqm
07.03 | Providing & applying minimum two coat of White cement based Putty of approved brand to new plastered work on walls & ceiling including with scrapping, sand papering & cleaning of plaster wherever required directed by engineer in-charge.
Ground floor
| Rooms/Putty | 16 | 1 | 3 |  | 3.175 | 152.4
| Center Room/Putty | 16 | 1 | 5.6 |  | 3.175 | 284.48
| Window plaste/Putty | 16 | 1 | 1.2 |  | 0.13 | 2.496
| Window plaster/Putty | 8 | 1 | 1.8 |  | 0.58 | 8.352
| Door jamb/Putty | 8 | 1 | 5.95 |  | 0.15 | 7.14
| Window(Deduction)/Putty | -8 | 1 | 1.8 |  | 1.2 | -17.28
| Door (Deduction)/Putty | -8 | 1 | 1.05 |  | 2.275 | -19.11
| Kitchen area/Putty | 1 | 1 | 6.085 |  | 3.175 | 19.3199
| Kitchen area/Putty | 1 | 1 | 5.6 |  | 3.175 | 17.78
| Window plaster/Putty | 4 | 1 | 1.2 |  | 0.13 | 0.624
| Window plaster/Putty | 2 | 1 | 1.8 |  | 0.58 | 2.088
| Window deduction/Putty | -2 | 1 | 1.8 |  | 1.2 | -4.32
| Door deduction/Putty | -1 | 1 | 1.05 |  | 2.275 | -2.3887
| Door jamb/Putty | 1 | 1 | 5.95 |  | 0.15 | 0.8925
| Locker luggage room/Putty | 2 | 1 | 9.23 |  | 3.175 | 58.6105
| Locker luggage room/Putty | 2 | 1 | 5.6 |  | 3.175 | 35.56
| Window plaster/Putty | 4 | 1 | 1.2 |  | 0.13 | 0.624
| Window plaster/Putty | 3 | 1 | 1.8 |  | 0.58 | 3.132
| Window plaster/Putty | 2 | 1 | 1.2 |  | 0.15 | 0.36
| Window plaster/Putty | 1 | 1 | 1.8 |  | 0.3 | 0.54
| Door jamb/Putty | 1 | 1 | 5.95 |  | 0.15 | 0.8925
| Window deduction/Putty | -3 | 1 | 1.8 |  | 1.2 | -6.48
| Door deduction/Putty | -1 | 1 | 1.05 |  | 2.275 | -2.3887
| Locker luggage column side/C67/C54/Putty | 4 | 1 | 0.48 |  | 3.175 | 6.096
| Warden room/Putty | 2 | 1 | 3.55 |  | 3.175 | 22.5425
| Warden room/Putty | 2 | 1 | 5.6 |  | 3.175 | 35.56
| Window plaster/Putty | 2 | 1 | 1.2 |  | 0.13 | 0.312
| Window plaster/Putty | 1 | 1 | 1.8 |  | 0.58 | 1.044
| Door jamb/Putty | 1 | 1 | 4.95 |  | 0.15 | 0.7425
| Door deduction/Putty | -1 | 1 | 1.05 |  | 2.275 | -2.3887
| Window deduction/Putty | -1 | 1 | 1.8 |  | 1.2 | -2.16
| Door deduction/warden toilet/Putty | -1 | 1 | 0.81 |  | 2.07 | -1.6767
| Door jamb/Putty | 1 | 1 | 3.69 |  | 0.15 | 0.5535
| Handicap toillet/Putty | 1 | 1 | 10.28 |  | 0.56 | 5.7568
| Door deduction/Putty | -1 | 1 | 0.9 |  | 0.56 | -0.504
| Warden room toilet/Putty | 1 | 1 | 10.28 |  | 0.56 | 5.7568
| Door deduction/Putty | -1 | 1 | 0.9 |  | 0.56 | -0.504
| Mess area/Putty | 1 | 1 | 15.445 |  | 3.175 | 49.0379
| Column/Putty | 4 | 1 | 0.36 |  | 3.175 | 4.572
| Column/Putty | 2 | 1 | 1.8 |  | 3.175 | 11.43
| Mess area/Putty | 2 | 1 | 0.515 |  | 3.175 | 3.2702
| Near mess area wall/Putty | 1 | 1 | 1.5 |  | 2.97 | 4.455
| Window deduction/Putty | -5 | 1 | 1.8 |  | 1.2 | -10.8
| Window plaster/Putty | 6 | 1 | 1.2 |  | 0.13 | 0.936
| Window plaster/Putty | 4 | 1 | 1.2 |  | 0.15 | 0.72
| Window plaster/Putty | 3 | 1 | 1.8 |  | 0.58 | 3.132
| Window plaster/Putty | 2 | 1 | 1.8 |  | 0.3 | 1.08
| Corridor rooms wall(Gallery area)/Putty | 4 | 1 | 15.92 |  | 3.175 | 202.184
| Corridor rooms walls (Door deduction)/Putty | -20 | 1 | 1.05 |  | 2.275 | -47.775
| Room side wall/Putty | 7 | 1 | 4.995 |  | 3.175 | 111.0139
| Corridor parapet wall/Putty | 4 | 1 | 15.92 |  | 3.175 | 202.184
| Gems/Putty | 24 | 1 | 1.2 |  | 0.15 | 4.32
| Opening deduction/Putty | -8 | 1 | 5.295 |  | 2.4 | -101.664
| Opening deduction/Putty | -4 | 1 | 2.17 |  | 2.4 | -20.832
| Space for drying clothes area gallery/Putty | 2 | 1 | 4.92 |  | 3.175 | 31.242
| Bathroom front wall(C56-C61)/Putty | 2 | 1 | 4.7 |  | 3.175 | 29.845
| Door deduction/Putty | -2 | 1 | 1.05 |  | 2.275 | -4.7775
| Door gems/Putty | 2 | 1 | 5.95 |  | 0.15 | 1.785
| Gallery jali area /Putty | 5 | 1 | 1.7 |  | 3.175 | 26.9875
| Deduction/Putty | -5 | 1 | 1.1 |  | 2.45 | -13.475
| Gallery jali gems/Putty | 5 | 1 | 6 |  | 0.28 | 8.4
| Panel room Wall(C18-C19)/Putty | 1 | 1 | 4.205 |  | 3.175 | 13.3509
| Panel room Wall(C9-C18)/Putty | 1 | 1 | 4.325 |  | 3.175 | 13.7319
| Panel room Wall(C18-C19)/Putty | 1 | 1 | 3.95 |  | 3.175 | 12.5412
| Panel room Wall(C9-C18)/Putty | 1 | 1 | 3.64 |  | 3.175 | 11.557
| Door deduction/Putty | -1 | 1 | 1.05 |  | 2.3 | -2.415
| Door gems/Putty | 1 | 1 | 5.95 |  | 0.15 | 0.8925
| Panel room Wall(C9-C10)/Putty | 1 | 1 | 4.02 |  | 1.1 | 4.422
| Panel room Wall(C10-C19)/Putty | 1 | 1 | 4.325 |  | 1.1 | 4.7575
| Shaft plaster(Panel room gallery)/Putty | 3 | 1 | 1 |  | 3.175 | 9.525
| C18 Column/Putty | 1 | 1 | 1.915 |  | 3.175 | 6.0801
| Shaft C9/C19/Putty | 2 | 1 | 2.2 |  | 3.175 | 13.97
| Near lift area/Putty | 1 | 1 | 2.15 |  | 3.175 | 6.8262
| Wardrobe partition wall plaster/Putty | 8 | 1 | 2.05 |  | 1.35 | 22.14
| Wardrobe partition wall plaster/Putty | 8 | 1 | 3.15 |  | 1.35 | 34.02
| Wardrobe slab/Putty | 8 | 1 | 1.8 |  | 1.3 | 18.72
| Rooms (3X5600)/Putty | 8 | 1 | 3 |  | 5.6 | 134.4
| Kitchen area slab/Putty | 1 | 1 | 6.08 |  | 5.6 | 34.048
| Locker luggage room/Putty | 1 | 1 | 9.23 |  | 5.6 | 51.688
| Locker luggage room/Beams/Putty | 1 | 1 | 4.745 |  | 0.6 | 2.847
| Locker luggage room/Beams/Putty | 1 | 1 | 5.35 |  | 0.6 | 3.21
| Mess area slab/Putty | 1 | 1 | 15.445 |  | 5.715 | 88.2682
| Beams/Putty | 2 | 1 | 4.75 |  | 0.6 | 5.7
| Beams/Putty | 2 | 1 | 5.345 |  | 0.6 | 6.414
| Beams/Putty | 1 | 1 | 14.72 |  | 0.6 | 8.832
| Corridor gallery/Putty | 4 | 1 | 15.92 |  | 1.7 | 108.256
| Gallery area/Putty | 3 | 1 | 1.7 |  | 1.7 | 8.67
| Near bathroom area/Putty | 3 | 1 | 5 |  | 1.7 | 25.5
| Near drinking area(Corridor)/Putty | 1 | 1 | 5 |  | 2.16 | 10.8
| Near panel room area/Putty | 1 | 1 | 5 |  | 2.16 | 10.8
| Panel room slab/Putty | 1 | 1 | 4.31 |  | 4.325 | 18.6408
| Near fire escape gallery/Putty | 1 | 1 | 5.96 |  | 1.7 | 10.132
| Bathroom chajja area/Putty | 2 | 1 | 1.05 |  | 1.05 | 2.205
| Bathroom pillar deduction/Putty | -2 | 1 | 0.25 |  | 0.25 | -0.125
| Corridor beams/Putty | 6 | 1 | 1.7 |  | 0.6 | 6.12
| Panel room beams/Putty | 1 | 1 | 4.02 |  | 0.6 | 2.412
| Panel room beams/Putty | 1 | 1 | 4.33 |  | 0.6 | 2.598
| Slab infront of lift area/Putty | 1 | 1 | 3.18 |  | 1.82 | 5.7876
| infront of lift area(Beam)/Putty | 1 | 1 | 1.82 |  | 0.3 | 0.546
| Slab infront of lift area staircase/Putty | 1 | 1 | 7.64 |  | 1.7 | 12.988
| infront of lift area staircase(Beam)/Putty | 1 | 1 | 7.42 |  | 0.6 | 4.452
| Courtyard beam/Putty | 4 | 1 | 12.77 |  | 0.28 | 14.3024
| Bathroom area putty/Putty | 2 | 1 | 25.34 |  | 0.56 | 28.3808
| Chajja | 8 | 1 | 2.13 |  | 0.45 | 7.668
| First Floor | [5 empty] | 0
| Center Room/Putty | 8 | 1 | 3 |  | 3.175 | 76.2
| Center Room/Putty | 8 | 1 | 5.6 |  | 3.175 | 142.24
| Window plaster/Putty | 8 | 1 | 1.2 |  | 0.13 | 1.248
| Window plaster/Putty | 4 | 1 | 1.8 |  | 0.58 | 4.176
| Door gems/Putty | 4 | 1 | 5.95 |  | 0.15 | 3.57
| Window(Deduction)/Putty | -4 | 1 | 1.8 |  | 1.2 | -8.64
| Door (Deduction)/Putty | -4 | 1 | 1.05 |  | 2.275 | -9.555
| Rooms/Putty | 16 | 1 | 3 |  | 3.175 | 152.4
| Rooms/Putty | 16 | 1 | 5.6 |  | 3.175 | 284.48
| Window plaster/Putty | 16 | 1 | 1.2 |  | 0.13 | 2.496
| Window plaster/Putty | 8 | 1 | 1.8 |  | 0.58 | 8.352
| Door gems/Putty | 8 | 1 | 5.95 |  | 0.15 | 7.14
| Window(Deduction)/Putty | -8 | 1 | 1.8 |  | 1.2 | -17.28
| Door (Deduction)/Putty | -8 | 1 | 1.05 |  | 2.275 | -19.11
| Corner room/Putty | 16 | 1 | 3 |  | 3.175 | 152.4
| Corner room/Putty | 16 | 1 | 5.6 |  | 3.175 | 284.48
| Window plaster/Putty | 16 | 1 | 1.2 |  | 0.15 | 2.88
| Window plaster/Putty | 8 | 1 | 1.8 |  | 0.3 | 4.32
| Door gems/Putty | 8 | 1 | 5.95 |  | 0.15 | 7.14
| Window(Deduction)/Putty | -8 | 1 | 1.8 |  | 1.2 | -17.28
| Door (Deduction)/Putty | -8 | 1 | 1.05 |  | 2.275 | -19.11
| Corridor rooms wall(Gallery area)/Putty | 4 | 1 | 15.92 |  | 3.175 | 202.184
| Corridor rooms walls (Door deduction)/Putty | -20 | 1 | 1.05 |  | 2.275 | -47.775
| Room side wall/Putty | 7 | 1 | 4.995 |  | 3.175 | 111.0139
| Corridor parapet wall/Putty | 4 | 1 | 15.92 |  | 3.175 | 202.184
| Gems/Putty | 24 | 1 | 1.2 |  | 0.15 | 4.32
| Opening deduction/Putty | -8 | 1 | 5.295 |  | 1.2 | -50.832
| Opening deduction/Putty | -4 | 1 | 2.17 |  | 1.2 | -10.416
| Space for drying clothes area gallery/Putty | 2 | 1 | 4.92 |  | 3.175 | 31.242
| Bathroom front wall(C56-C61)/Putty | 2 | 1 | 4.7 |  | 3.175 | 29.845
| Door deduction/Putty | -2 | 1 | 1.05 |  | 2.275 | -4.7775
| Door gems/Putty | 2 | 1 | 5.95 |  | 0.15 | 1.785
| Gallery jali area /Putty | 5 | 1 | 1.7 |  | 3.175 | 26.9875
| Deduction/Putty | -5 | 1 | 1.1 |  | 2.45 | -13.475
| Gallery jali gems/Putty | 5 | 1 | 6 |  | 0.28 | 8.4
| Panel room Wall(C18-C19)/Putty | 1 | 1 | 4.205 |  | 3.175 | 13.3509
| Panel room Wall(C9-C18)/Putty | 1 | 1 | 4.325 |  | 3.175 | 13.7319
| Panel room Wall(C18-C19)/Putty | 1 | 1 | 3.95 |  | 3.175 | 12.5412
| Panel room Wall(C9-C18)/Putty | 1 | 1 | 3.64 |  | 3.175 | 11.557
| Door deduction/Putty | -1 | 1 | 1.05 |  | 2.3 | -2.415
| Door gems/Putty | 1 | 1 | 5.95 |  | 0.15 | 0.8925
| Panel room Wall(C9-C10)/Putty | 1 | 1 | 4.02 |  | 1.1 | 4.422
| Panel room Wall(C10-C19)/Putty | 1 | 1 | 4.325 |  | 1.1 | 4.7575
| Shaft plaster(Panel room gallery)/Putty | 3 | 1 | 1 |  | 3.175 | 9.525
| C18 Column/Putty | 1 | 1 | 1.915 |  | 3.175 | 6.0801
| Shaft C9/C19/Putty | 2 | 1 | 2.2 |  | 3.175 | 13.97
| Near lift area/Putty | 1 | 1 | 2.15 |  | 3.175 | 6.8262
| Wardrobe partition wall plaster/Putty | 20 | 1 | 2.05 |  | 1.35 | 55.35
| Wardrobe partition wall plaster/Putty | 20 | 1 | 3.15 |  | 1.35 | 85.05
| Wardrobe slab/Putty | 20 | 1 | 1.8 |  | 1.3 | 46.8
| Rooms (3X5600)/Putty | 20 | 1 | 3 |  | 5.6 | 336
| Corridor gallery/Putty | 4 | 1 | 15.92 |  | 1.7 | 108.256
| Gallery area/Putty | 3 | 1 | 1.7 |  | 1.7 | 8.67
| Near bathroom area/Putty | 3 | 1 | 5 |  | 1.7 | 25.5
| Near drinking area(Corridor)/Putty | 1 | 1 | 5 |  | 2.16 | 10.8
| Near panel room area/Putty | 1 | 1 | 5 |  | 2.16 | 10.8
| Panel room slab/Putty | 1 | 1 | 4.31 |  | 4.325 | 18.6408
| Near fire escape gallery/Putty | 1 | 1 | 5.96 |  | 1.7 | 10.132
| Bathroom chajja area/Putty | 2 | 1 | 1.05 |  | 1.05 | 2.205
| Bathroom pillar deduction/Putty | -2 | 1 | 0.25 |  | 0.25 | -0.125
| Corridor beams/Putty | 6 | 1 | 1.7 |  | 0.6 | 6.12
| Panel room beams/Putty | 1 | 1 | 4.02 |  | 0.6 | 2.412
| Panel room beams/Putty | 1 | 1 | 4.33 |  | 0.6 | 2.598
| Slab infront of lift area/Putty | 1 | 1 | 3.18 |  | 1.82 | 5.7876
| infront of lift area(Beam)/Putty | 1 | 1 | 1.82 |  | 0.3 | 0.546
| Slab infront of lift area staircase/Putty | 1 | 1 | 7.64 |  | 1.7 | 12.988
| infront of lift area staircase(Beam)/Putty | 1 | 1 | 7.42 |  | 0.6 | 4.452
| Courtyard beam/Putty | 4 | 1 | 12.77 |  | 0.28 | 14.3024
| Bathroom area putty | 2 | 1 | 25.34 |  | 0.56 | 28.3808
| Chajja | 8 | 1 | 2.13 |  | 0.45 | 7.668
| Second floor | [5 empty] | 0
| Center Room/Putty | 8 | 1 | 3 |  | 3.175 | 76.2
| Center Room/Putty | 8 | 1 | 5.6 |  | 3.175 | 142.24
| Window plaster/Putty | 8 | 1 | 1.2 |  | 0.13 | 1.248
| Window plaster/Putty | 4 | 1 | 1.8 |  | 0.58 | 4.176
| Door gems/Putty | 4 | 1 | 5.95 |  | 0.15 | 3.57
| Window(Deduction)/Putty | -4 | 1 | 1.8 |  | 1.2 | -8.64
| Door (Deduction)/Putty | -4 | 1 | 1.05 |  | 2.275 | -9.555
| Rooms/Putty | 16 | 1 | 3 |  | 3.175 | 152.4
| Rooms/Putty | 16 | 1 | 5.6 |  | 3.175 | 284.48
| Window plaster/Putty | 16 | 1 | 1.2 |  | 0.13 | 2.496
| Window plaster/Putty | 8 | 1 | 1.8 |  | 0.58 | 8.352
| Door gems/Putty | 8 | 1 | 5.95 |  | 0.15 | 7.14
| Window(Deduction)/Putty | -8 | 1 | 1.8 |  | 1.2 | -17.28
| Door (Deduction)/Putty | -8 | 1 | 1.05 |  | 2.275 | -19.11
| Corner room/Putty | 16 | 1 | 3 |  | 3.175 | 152.4
| Corner room/Putty | 16 | 1 | 5.6 |  | 3.175 | 284.48
| Window plaster/Putty | 16 | 1 | 1.2 |  | 0.15 | 2.88
| Window plaster/Putty | 8 | 1 | 1.8 |  | 0.3 | 4.32
| Door gems/Putty | 8 | 1 | 5.95 |  | 0.15 | 7.14
| Window(Deduction)/Putty | -8 | 1 | 1.8 |  | 1.2 | -17.28
| Door (Deduction)/Putty | -8 | 1 | 1.05 |  | 2.275 | -19.11
| Corridor rooms wall(Gallery area)/Putty | 4 | 1 | 15.92 |  | 3.175 | 202.184
| Corridor rooms walls (Door deduction)/Putty | -20 | 1 | 1.05 |  | 2.275 | -47.775
| Room side wall/Putty | 7 | 1 | 4.995 |  | 3.175 | 111.0139
| Corridor parapet wall/Putty | 4 | 1 | 15.92 |  | 3.175 | 202.184
| Gems/Putty | 24 | 1 | 1.2 |  | 0.15 | 4.32
| Opening deduction/Putty | -8 | 1 | 5.295 |  | 1.2 | -50.832
| Opening deduction/Putty | -4 | 1 | 2.17 |  | 1.2 | -10.416
| Space for drying clothes area gallery/Putty | 2 | 1 | 4.92 |  | 3.175 | 31.242
| Bathroom front wall(C56-C61)/Putty | 2 | 1 | 4.7 |  | 3.175 | 29.845
| Door deduction/Putty | -2 | 1 | 1.05 |  | 2.275 | -4.7775
| Door gems/Putty | 2 | 1 | 5.95 |  | 0.15 | 1.785
| Gallery jali area /Putty | 5 | 1 | 1.7 |  | 3.175 | 26.9875
| Deduction/Putty | -5 | 1 | 1.1 |  | 2.45 | -13.475
| Gallery jali gems/Putty | 5 | 1 | 6 |  | 0.28 | 8.4
| Panel room Wall(C18-C19)/Putty | 1 | 1 | 4.205 |  | 3.175 | 13.3509
| Panel room Wall(C9-C18)/Putty | 1 | 1 | 4.325 |  | 3.175 | 13.7319
| Panel room Wall(C18-C19)/Putty | 1 | 1 | 3.95 |  | 3.175 | 12.5412
| Panel room Wall(C9-C18)/Putty | 1 | 1 | 3.64 |  | 3.175 | 11.557
| Door deduction/Putty | -1 | 1 | 1.05 |  | 2.3 | -2.415
| Door gems/Putty | 1 | 1 | 5.95 |  | 0.15 | 0.8925
| Panel room Wall(C9-C10)/Putty | 1 | 1 | 4.02 |  | 1.1 | 4.422
| Panel room Wall(C10-C19)/Putty | 1 | 1 | 4.325 |  | 1.1 | 4.7575
| Shaft plaster(Panel room gallery)/Putty | 3 | 1 | 1 |  | 3.175 | 9.525
| C18 Column/Putty | 1 | 1 | 1.915 |  | 3.175 | 6.0801
| Shaft C9/C19/Putty | 2 | 1 | 2.2 |  | 3.175 | 13.97
| Near lift area/Putty | 1 | 1 | 2.15 |  | 3.175 | 6.8262
| Connecting corridor parapet wall/Putty | 2 | 1 | 12.32 |  | 1 | 24.64
| Door area/Putty | 1 | 1 | 6.34 |  | 1.3 | 8.242
| Deduction door/Putty | -1 | 1 | 2.4 |  | 0.93 | -2.232
| Column/Putty | 4 | 1 | 0.69 |  | 1.67 | 4.6092
| Column/Putty | 1 | 1 | 0.94 |  | 1.67 | 1.5698
| Shaft column/Putty | 1 | 1 | 1.35 |  | 1.67 | 2.2545
| Column/Putty | 2 | 1 | 0.97 |  | 1.67 | 3.2398
| Wardrobe partition wall plaster/Putty | 20 | 1 | 2.05 |  | 1.35 | 55.35
| Wardrobe partition wall plaster/Putty | 20 | 1 | 3.15 |  | 1.35 | 85.05
| Wardrobe slab/Putty | 20 | 1 | 1.8 |  | 1.3 | 46.8
| Rooms (3X5600)/Putty | 20 | 1 | 3 |  | 5.6 | 336
| Corridor gallery/Putty | 4 | 1 | 15.92 |  | 1.7 | 108.256
| Gallery area/Putty | 3 | 1 | 1.7 |  | 1.7 | 8.67
| Near bathroom area/Putty | 3 | 1 | 5 |  | 1.7 | 25.5
| Near drinking area(Corridor)/Putty | 1 | 1 | 5 |  | 2.16 | 10.8
| Near panel room area/Putty | 1 | 1 | 5 |  | 2.16 | 10.8
| Panel room slab/Putty | 1 | 1 | 4.31 |  | 4.325 | 18.6408
| Near fire escape gallery/Putty | 1 | 1 | 5.96 |  | 1.7 | 10.132
| Bathroom chajja area/Putty | 2 | 1 | 1.05 |  | 1.05 | 2.205
| Bathroom pillar deduction/Putty | -2 | 1 | 0.25 |  | 0.25 | -0.125
| Corridor beams/Putty | 6 | 1 | 1.7 |  | 0.6 | 6.12
| Panel room beams/Putty | 1 | 1 | 4.02 |  | 0.6 | 2.412
| Panel room beams/Putty | 1 | 1 | 4.33 |  | 0.6 | 2.598
| Slab infront of lift area/Putty | 1 | 1 | 3.18 |  | 1.82 | 5.7876
| infront of lift area(Beam)/Putty | 1 | 1 | 1.82 |  | 0.3 | 0.546
| Slab infront of lift area staircase/Putty | 1 | 1 | 7.64 |  | 1.7 | 12.988
| infront of lift area staircase(Beam)/Putty | 1 | 1 | 7.42 |  | 0.6 | 4.452
| Connecting gallery beam(L)/Putty | 2 | 1 | 1.66 |  | 0.6 | 1.992
| Beam bottom/Connecting gallery/Putty | 1 | 1 | 1.75 |  | 0.33 | 0.5775
| Beam bottom/Connecting gallery/Putty | 1 | 1 | 1.985 |  | 0.33 | 0.65505
| Beam bottom/Connecting gallery/Putty | 2 | 1 | 6.34 |  | 0.33 | 4.1844
| Beam bottom/Connecting gallery/Putty | 2 | 1 | 1.93 |  | 0.33 | 1.2738
| Beam latak/Putty | 2 | 1 | 2.16 |  | 0.3 | 1.296
| Beam latak/Putty | 2 | 1 | 6.3 |  | 0.3 | 3.78
| Beam latak/Putty | 2 | 1 | 2.05 |  | 0.3 | 1.23
| Beam bottom/Connecting gallery/Putty | 1 | 1 | 1.62 |  | 0.3 | 0.486
| Connecting gallery beam/Center/Putty | 2 | 1 | 1.66 |  | 0.6 | 1.992
| Connecting gallery slab/Putty | 1 | 1 | 2.4 |  | 1.81 | 4.344
| Connecting gallery slab/Putty | 1 | 1 | 6.34 |  | 1.81 | 11.4754
| Connecting gallery slab/Putty | 1 | 1 | 2.47 |  | 1.81 | 4.4707
| Courtyard beam/Putty | 4 | 1 | 12.77 |  | 0.28 | 14.3024
| Bathroom area putty/Putty | 2 | 1 | 25.34 |  | 0.56 | 28.3808
| Chajja | 8 | 1 | 2.13 |  | 0.45 | 7.668
| Third floor | [5 empty] | 0
| Center Room/Putty | 8 | 1 | 3 |  | 3.175 | 76.2
| Center Room/Putty | 8 | 1 | 5.6 |  | 3.175 | 142.24
| Window plaster/Putty | 8 | 1 | 1.2 |  | 0.13 | 1.248
| Window plaster/Putty | 4 | 1 | 1.8 |  | 0.58 | 4.176
| Door gems/Putty | 4 | 1 | 5.95 |  | 0.15 | 3.57
| Window(Deduction)/Putty | -4 | 1 | 1.8 |  | 1.2 | -8.64
| Door (Deduction)/Putty | -4 | 1 | 1.05 |  | 2.275 | -9.555
| Rooms/Putty | 16 | 1 | 3 |  | 3.175 | 152.4
| Rooms/Putty | 16 | 1 | 5.6 |  | 3.175 | 284.48
| Window plaster/Putty | 16 | 1 | 1.2 |  | 0.13 | 2.496
| Window plaster/Putty | 8 | 1 | 1.8 |  | 0.58 | 8.352
| Door gems/Putty | 8 | 1 | 5.95 |  | 0.15 | 7.14
| Window(Deduction)/Putty | -8 | 1 | 1.8 |  | 1.2 | -17.28
| Door (Deduction)/Putty | -8 | 1 | 1.05 |  | 2.275 | -19.11
| Corner room/Putty | 16 | 1 | 3 |  | 3.175 | 152.4
| Corner room/Putty | 16 | 1 | 5.6 |  | 3.175 | 284.48
| Window plaster/Putty | 16 | 1 | 1.2 |  | 0.15 | 2.88
| Window plaster/Putty | 8 | 1 | 1.8 |  | 0.3 | 4.32
| Door gems/Putty | 8 | 1 | 5.95 |  | 0.15 | 7.14
| Window(Deduction)/Putty | -8 | 1 | 1.8 |  | 1.2 | -17.28
| Door (Deduction)/Putty | -8 | 1 | 1.05 |  | 2.275 | -19.11
| Corridor rooms wall(Gallery area)/Putty | 4 | 1 | 15.92 |  | 3.175 | 202.184
| Corridor rooms walls (Door deduction)/Putty | -20 | 1 | 1.05 |  | 2.275 | -47.775
| Room side wall/Putty | 7 | 1 | 4.995 |  | 3.175 | 111.0139
| Corridor parapet wall/Putty | 4 | 1 | 15.92 |  | 3.175 | 202.184
| Gems/Putty | 24 | 1 | 1.2 |  | 0.15 | 4.32
| Opening deduction/Putty | -8 | 1 | 5.295 |  | 1.2 | -50.832
| Opening deduction/Putty | -4 | 1 | 2.17 |  | 1.2 | -10.416
| Space for drying clothes area gallery/Putty | 2 | 1 | 4.92 |  | 3.175 | 31.242
| Bathroom front wall(C56-C61)/Putty | 2 | 1 | 4.7 |  | 3.175 | 29.845
| Door deduction/Putty | -2 | 1 | 1.05 |  | 2.275 | -4.7775
| Door gems/Putty | 2 | 1 | 5.95 |  | 0.15 | 1.785
| Gallery jali area /Putty | 5 | 1 | 1.7 |  | 3.175 | 26.9875
| Deduction/Putty | -5 | 1 | 1.1 |  | 2.45 | -13.475
| Gallery jali gems/Putty | 5 | 1 | 6 |  | 0.28 | 8.4
| Panel room Wall(C18-C19)/Putty | 1 | 1 | 4.205 |  | 3.175 | 13.3509
| Panel room Wall(C9-C18)/Putty | 1 | 1 | 4.325 |  | 3.175 | 13.7319
| Panel room Wall(C18-C19)/Putty | 1 | 1 | 3.95 |  | 3.175 | 12.5412
| Panel room Wall(C9-C18)/Putty | 1 | 1 | 3.64 |  | 3.175 | 11.557
| Door deduction/Putty | -1 | 1 | 1.05 |  | 2.3 | -2.415
| Door gems/Putty | 1 | 1 | 5.95 |  | 0.15 | 0.8925
| Panel room Wall(C9-C10)/Putty | 1 | 1 | 4.02 |  | 1.1 | 4.422
| Panel room Wall(C10-C19)/Putty | 1 | 1 | 4.325 |  | 1.1 | 4.7575
| Shaft plaster(Panel room gallery)/Putty | 3 | 1 | 1 |  | 3.175 | 9.525
| C18 Column/Putty | 1 | 1 | 1.915 |  | 3.175 | 6.0801
| Shaft C9/C19/Putty | 2 | 1 | 2.2 |  | 3.175 | 13.97
| Near lift area/Putty | 1 | 1 | 2.15 |  | 3.175 | 6.8262
| Connecting corridor parapet wall/Putty | 2 | 1 | 12.32 |  | 1 | 24.64
| Column/Putty | 4 | 1 | 0.69 |  | 1.67 | 4.6092
| Column/Putty | 1 | 1 | 0.94 |  | 1.67 | 1.5698
| Shaft column/Putty | 1 | 1 | 1.35 |  | 1.67 | 2.2545
| Column/Putty | 2 | 1 | 0.97 |  | 1.67 | 3.2398
| Wardrobe partition wall plaster/Putty | 20 | 1 | 2.05 |  | 1.35 | 55.35
| Wardrobe partition wall plaster/Putty | 20 | 1 | 3.15 |  | 1.35 | 85.05
| Wardrobe slab/Putty | 20 | 1 | 1.8 |  | 1.3 | 46.8
| Rooms (3X5600)/Putty | 20 | 1 | 3 |  | 5.6 | 336
| Corridor gallery/Putty | 4 | 1 | 15.92 |  | 1.7 | 108.256
| Gallery area/Putty | 3 | 1 | 1.7 |  | 1.7 | 8.67
| Near bathroom area/Putty | 3 | 1 | 5 |  | 1.7 | 25.5
| Near drinking area(Corridor)/Putty | 1 | 1 | 5 |  | 2.16 | 10.8
| Near panel room area/Putty | 1 | 1 | 5 |  | 2.16 | 10.8
| Panel room slab/Putty | 1 | 1 | 4.31 |  | 4.325 | 18.6408
| Near fire escape gallery/Putty | 1 | 1 | 5.96 |  | 1.7 | 10.132
| Bathroom chajja area/Putty | 2 | 1 | 1.05 |  | 1.05 | 2.205
| Bathroom pillar deduction/Putty | -2 | 1 | 0.25 |  | 0.25 | -0.125
| Corridor beams/Putty | 6 | 1 | 1.7 |  | 0.6 | 6.12
| Panel room beams/Putty | 1 | 1 | 4.02 |  | 0.6 | 2.412
| Panel room beams/Putty | 1 | 1 | 4.33 |  | 0.6 | 2.598
| Slab infront of lift area/Putty | 1 | 1 | 3.18 |  | 1.82 | 5.7876
| infront of lift area(Beam)/Putty | 1 | 1 | 1.82 |  | 0.3 | 0.546
| Slab infront of lift area staircase/Putty | 1 | 1 | 7.64 |  | 1.7 | 12.988
| infront of lift area staircase(Beam)/Putty | 1 | 1 | 7.42 |  | 0.6 | 4.452
| Connecting gallery beam(L)/Putty | 2 | 1 | 1.66 |  | 0.6 | 1.992
| Beam bottom/Connecting gallery/Putty | 1 | 1 | 1.75 |  | 0.33 | 0.5775
| Beam bottom/Connecting gallery/Putty | 1 | 1 | 1.985 |  | 0.33 | 0.65505
| Beam bottom/Connecting gallery/Putty | 2 | 1 | 6.34 |  | 0.33 | 4.1844
| Beam bottom/Connecting gallery/Putty | 2 | 1 | 1.93 |  | 0.33 | 1.2738
| Beam latak/Putty | 2 | 1 | 2.16 |  | 0.3 | 1.296
| Beam latak/Putty | 2 | 1 | 6.3 |  | 0.3 | 3.78
| Beam latak/Putty | 2 | 1 | 2.05 |  | 0.3 | 1.23
| Beam bottom/Connecting gallery/Putty | 1 | 1 | 1.62 |  | 0.3 | 0.486
| Connecting gallery beam/Center/Putty | 2 | 1 | 1.66 |  | 0.6 | 1.992
| Connecting gallery slab/Putty | 1 | 1 | 2.4 |  | 1.81 | 4.344
| Connecting gallery slab/Putty | 1 | 1 | 6.34 |  | 1.81 | 11.4754
| Connecting gallery slab/Putty | 1 | 1 | 2.47 |  | 1.81 | 4.4707
| Courtyard beam/Putty | 4 | 1 | 12.77 |  | 0.28 | 14.3024
| Bathroom area putty | 2 | 1 | 25.34 |  | 0.56 | 28.3808
| Chajja | 8 | 1 | 2.13 |  | 0.45 | 7.668
| Fourth floor | [5 empty] | 0
| Center Room/Putty | 8 | 1 | 3 |  | 3.175 | 76.2
| Center Room/Putty | 8 | 1 | 5.6 |  | 3.175 | 142.24
| Window plaster/Putty | 8 | 1 | 1.2 |  | 0.13 | 1.248
| Window plaster/Putty | 4 | 1 | 1.8 |  | 0.58 | 4.176
| Door gems/Putty | 4 | 1 | 5.95 |  | 0.15 | 3.57
| Window(Deduction)/Putty | -4 | 1 | 1.8 |  | 1.2 | -8.64
| Door (Deduction)/Putty | -4 | 1 | 1.05 |  | 2.275 | -9.555
| Rooms/Putty | 16 | 1 | 3 |  | 3.175 | 152.4
| Rooms/Putty | 16 | 1 | 5.6 |  | 3.175 | 284.48
| Window plaster/Putty | 16 | 1 | 1.2 |  | 0.13 | 2.496
| Window plaster/Putty | 8 | 1 | 1.8 |  | 0.58 | 8.352
| Door gems/Putty | 8 | 1 | 5.95 |  | 0.15 | 7.14
| Window(Deduction)/Putty | -8 | 1 | 1.8 |  | 1.2 | -17.28
| Door (Deduction)/Putty | -8 | 1 | 1.05 |  | 2.275 | -19.11
| Corner room/Putty | 16 | 1 | 3 |  | 3.175 | 152.4
| Corner room/Putty | 16 | 1 | 5.6 |  | 3.175 | 284.48
| Window plaster/Putty | 16 | 1 | 1.2 |  | 0.15 | 2.88
| Window plaster/Putty | 8 | 1 | 1.8 |  | 0.3 | 4.32
| Door gems/Putty | 8 | 1 | 5.95 |  | 0.15 | 7.14
| Window(Deduction)/Putty | -8 | 1 | 1.8 |  | 1.2 | -17.28
| Door (Deduction)/Putty | -8 | 1 | 1.05 |  | 2.275 | -19.11
| Corridor rooms wall(Gallery area)/Putty | 4 | 1 | 15.92 |  | 3.175 | 202.184
| Corridor rooms walls (Door deduction)/Putty | -20 | 1 | 1.05 |  | 2.275 | -47.775
| Room side wall/Putty | 7 | 1 | 4.995 |  | 3.175 | 111.0139
| Corridor parapet wall/Putty | 4 | 1 | 15.92 |  | 3.175 | 202.184
| Gems/Putty | 24 | 1 | 1.2 |  | 0.15 | 4.32
| Opening deduction/Putty | -8 | 1 | 5.295 |  | 1.2 | -50.832
| Opening deduction/Putty | -4 | 1 | 2.17 |  | 1.2 | -10.416
| Space for drying clothes area gallery/Putty | 2 | 1 | 4.92 |  | 3.175 | 31.242
| Bathroom front wall(C56-C61)/Putty | 2 | 1 | 4.7 |  | 3.175 | 29.845
| Door deduction/Putty | -2 | 1 | 1.05 |  | 2.275 | -4.7775
| Door gems/Putty | 2 | 1 | 5.95 |  | 0.15 | 1.785
| Gallery jali area /Putty | 5 | 1 | 1.7 |  | 3.175 | 26.9875
| Deduction/Putty | -5 | 1 | 1.1 |  | 2.45 | -13.475
| Gallery jali gems/Putty | 5 | 1 | 6 |  | 0.28 | 8.4
| Panel room Wall(C18-C19)/Putty | 1 | 1 | 4.205 |  | 3.175 | 13.3509
| Panel room Wall(C9-C18)/Putty | 1 | 1 | 4.325 |  | 3.175 | 13.7319
| Panel room Wall(C18-C19)/Putty | 1 | 1 | 3.95 |  | 3.175 | 12.5412
| Panel room Wall(C9-C18)/Putty | 1 | 1 | 3.64 |  | 3.175 | 11.557
| Door deduction/Putty | -1 | 1 | 1.05 |  | 2.3 | -2.415
| Door gems/Putty | 1 | 1 | 5.95 |  | 0.15 | 0.8925
| Panel room Wall(C9-C10)/Putty | 1 | 1 | 4.02 |  | 1.1 | 4.422
| Panel room Wall(C10-C19)/Putty | 1 | 1 | 4.325 |  | 1.1 | 4.7575
| Shaft plaster(Panel room gallery)/Putty | 3 | 1 | 1 |  | 3.175 | 9.525
| C18 Column/Putty | 1 | 1 | 1.915 |  | 3.175 | 6.0801
| Shaft C9/C19/Putty | 2 | 1 | 2.2 |  | 3.175 | 13.97
| Near lift area/Putty | 1 | 1 | 2.15 |  | 3.175 | 6.8262
| Connecting corridor parapet wall/Putty | 2 | 1 | 12.32 |  | 1 | 24.64
| Column/Putty | 4 | 1 | 0.69 |  | 1.67 | 4.6092
| Column/Putty | 1 | 1 | 0.94 |  | 1.67 | 1.5698
| Shaft column/Putty | 1 | 1 | 1.35 |  | 1.67 | 2.2545
| Column/Putty | 2 | 1 | 0.97 |  | 1.67 | 3.2398
| Wardrobe partition wall plaster/Putty | 20 | 1 | 2.05 |  | 1.35 | 55.35
| Wardrobe partition wall plaster/Putty | 20 | 1 | 3.15 |  | 1.35 | 85.05
| Wardrobe slab/Putty | 20 | 1 | 1.8 |  | 1.3 | 46.8
| Rooms (3X5600)/Putty | 20 | 1 | 3 |  | 5.6 | 336
| Corridor gallery/Putty | 4 | 1 | 15.92 |  | 1.7 | 108.256
| Gallery area/Putty | 3 | 1 | 1.7 |  | 1.7 | 8.67
| Near bathroom area/Putty | 3 | 1 | 5 |  | 1.7 | 25.5
| Near drinking area(Corridor)/Putty | 1 | 1 | 5 |  | 2.16 | 10.8
| Near panel room area/Putty | 1 | 1 | 5 |  | 2.16 | 10.8
| Panel room slab/Putty | 1 | 1 | 4.31 |  | 4.325 | 18.6408
| Near fire escape gallery/Putty | 1 | 1 | 5.96 |  | 1.7 | 10.132
| Bathroom chajja area/Putty | 2 | 1 | 1.05 |  | 1.05 | 2.205
| Bathroom pillar deduction/Putty | -2 | 1 | 0.25 |  | 0.25 | -0.125
| Corridor beams/Putty | 6 | 1 | 1.7 |  | 0.6 | 6.12
| Panel room beams/Putty | 1 | 1 | 4.02 |  | 0.6 | 2.412
| Panel room beams/Putty | 1 | 1 | 4.33 |  | 0.6 | 2.598
| Slab infront of lift area/Putty | 1 | 1 | 3.18 |  | 1.82 | 5.7876
| infront of lift area(Beam)/Putty | 1 | 1 | 1.82 |  | 0.3 | 0.546
| Slab infront of lift area staircase/Putty | 1 | 1 | 7.64 |  | 1.7 | 12.988
| infront of lift area staircase(Beam)/Putty | 1 | 1 | 7.42 |  | 0.6 | 4.452
| Connecting gallery beam(L)/Putty | 2 | 1 | 1.66 |  | 0.6 | 1.992
| Beam bottom/Connecting gallery/Putty | 1 | 1 | 1.75 |  | 0.33 | 0.5775
| Beam bottom/Connecting gallery/Putty | 1 | 1 | 1.985 |  | 0.33 | 0.65505
| Beam bottom/Connecting gallery/Putty | 2 | 1 | 6.34 |  | 0.33 | 4.1844
| Beam bottom/Connecting gallery/Putty | 2 | 1 | 1.93 |  | 0.33 | 1.2738
| Beam latak/Putty | 2 | 1 | 2.16 |  | 0.3 | 1.296
| Beam latak/Putty | 2 | 1 | 6.3 |  | 0.3 | 3.78
| Beam latak/Putty | 2 | 1 | 2.05 |  | 0.3 | 1.23
| Beam bottom/Connecting gallery/Putty | 1 | 1 | 1.62 |  | 0.3 | 0.486
| Connecting gallery beam/Center/Putty | 2 | 1 | 1.66 |  | 0.6 | 1.992
| Connecting gallery slab/Putty | 1 | 1 | 2.4 |  | 1.81 | 4.344
| Connecting gallery slab/Putty | 1 | 1 | 6.34 |  | 1.81 | 11.4754
| Connecting gallery slab/Putty | 1 | 1 | 2.47 |  | 1.81 | 4.4707
| Courtyard beam/Putty | 4 | 1 | 12.77 |  | 0.28 | 14.3024
| Bathroom area putty | 2 | 1 | 25.34 |  | 0.56 | 28.3808
| Chajja | 8 | 1 | 2.13 |  | 0.45 | 7.668
| Fifth floor | [5 empty] | 0
| Center Room/Putty | 8 | 1 | 3 |  | 3.175 | 76.2
| Center Room/Putty | 8 | 1 | 5.6 |  | 3.175 | 142.24
| Window plaster/Putty | 8 | 1 | 1.2 |  | 0.13 | 1.248
| Window plaster/Putty | 4 | 1 | 1.8 |  | 0.58 | 4.176
| Door gems/Putty | 4 | 1 | 5.95 |  | 0.15 | 3.57
| Window(Deduction)/Putty | -4 | 1 | 1.8 |  | 1.2 | -8.64
| Door (Deduction)/Putty | -4 | 1 | 1.05 |  | 2.275 | -9.555
| Rooms/Putty | 16 | 1 | 3 |  | 3.175 | 152.4
| Rooms/Putty | 16 | 1 | 5.6 |  | 3.175 | 284.48
| Window plaster/Putty | 16 | 1 | 1.2 |  | 0.13 | 2.496
| Window plaster/Putty | 8 | 1 | 1.8 |  | 0.58 | 8.352
| Door gems/Putty | 8 | 1 | 5.95 |  | 0.15 | 7.14
| Window(Deduction)/Putty | -8 | 1 | 1.8 |  | 1.2 | -17.28
| Door (Deduction)/Putty | -8 | 1 | 1.05 |  | 2.275 | -19.11
| Corner room/Putty | 16 | 1 | 3 |  | 3.175 | 152.4
| Corner room/Putty | 16 | 1 | 5.6 |  | 3.175 | 284.48
| Window plaster/Putty | 16 | 1 | 1.2 |  | 0.15 | 2.88
| Window plaster/Putty | 8 | 1 | 1.8 |  | 0.3 | 4.32
| Door gems/Putty | 8 | 1 | 5.95 |  | 0.15 | 7.14
| Window(Deduction)/Putty | -8 | 1 | 1.8 |  | 1.2 | -17.28
| Door (Deduction)/Putty | -8 | 1 | 1.05 |  | 2.275 | -19.11
| Corridor rooms wall(Gallery area)/Putty | 4 | 1 | 15.92 |  | 3.175 | 202.184
| Corridor rooms walls (Door deduction)/Putty | -20 | 1 | 1.05 |  | 2.275 | -47.775
| Room side wall/Putty | 7 | 1 | 4.995 |  | 3.175 | 111.0139
| Corridor parapet wall/Putty | 4 | 1 | 15.92 |  | 3.175 | 202.184
| Gems/Putty | 24 | 1 | 1.2 |  | 0.15 | 4.32
| Opening deduction/Putty | -8 | 1 | 5.295 |  | 1.2 | -50.832
| Opening deduction/Putty | -4 | 1 | 2.17 |  | 1.2 | -10.416
| Space for drying clothes area gallery/Putty | 2 | 1 | 4.92 |  | 3.175 | 31.242
| Bathroom front wall(C56-C61)/Putty | 2 | 1 | 4.7 |  | 3.175 | 29.845
| Door deduction/Putty | -2 | 1 | 1.05 |  | 2.275 | -4.7775
| Door gems/Putty | 2 | 1 | 5.95 |  | 0.15 | 1.785
| Gallery jali area /Putty | 5 | 1 | 1.7 |  | 3.175 | 26.9875
| Deduction/Putty | -5 | 1 | 1.1 |  | 2.45 | -13.475
| Gallery jali gems/Putty | 5 | 1 | 6 |  | 0.28 | 8.4
| Panel room Wall(C18-C19)/Putty | 1 | 1 | 4.205 |  | 3.175 | 13.3509
| Panel room Wall(C9-C18)/Putty | 1 | 1 | 4.325 |  | 3.175 | 13.7319
| Panel room Wall(C18-C19)/Putty | 1 | 1 | 3.95 |  | 3.175 | 12.5412
| Panel room Wall(C9-C18)/Putty | 1 | 1 | 3.64 |  | 3.175 | 11.557
| Door deduction/Putty | -1 | 1 | 1.05 |  | 2.3 | -2.415
| Door gems/Putty | 1 | 1 | 5.95 |  | 0.15 | 0.8925
| Panel room Wall(C9-C10)/Putty | 1 | 1 | 4.02 |  | 1.1 | 4.422
| Panel room Wall(C10-C19)/Putty | 1 | 1 | 4.325 |  | 1.1 | 4.7575
| Shaft plaster(Panel room gallery)/Putty | 3 | 1 | 1 |  | 3.175 | 9.525
| C18 Column/Putty | 1 | 1 | 1.915 |  | 3.175 | 6.0801
| Shaft C9/C19/Putty | 2 | 1 | 2.2 |  | 3.175 | 13.97
| Near lift area/Putty | 1 | 1 | 2.15 |  | 3.175 | 6.8262
| Connecting corridor parapet wall/Putty | 2 | 1 | 12.32 |  | 1 | 24.64
| Column/Putty | 4 | 1 | 0.69 |  | 1.67 | 4.6092
| Column/Putty | 1 | 1 | 0.94 |  | 1.67 | 1.5698
| Shaft column/Putty | 1 | 1 | 1.35 |  | 1.67 | 2.2545
| Column/Putty | 2 | 1 | 0.97 |  | 1.67 | 3.2398
| Wardrobe partition wall plaster/Putty | 20 | 1 | 2.05 |  | 1.35 | 55.35
| Wardrobe partition wall plaster/Putty | 20 | 1 | 3.15 |  | 1.35 | 85.05
| Wardrobe slab/Putty | 20 | 1 | 1.8 |  | 1.3 | 46.8
| Rooms (3X5600)/Putty | 20 | 1 | 3 |  | 5.6 | 336
| Corridor gallery/Putty | 4 | 1 | 15.92 |  | 1.7 | 108.256
| Gallery area/Putty | 3 | 1 | 1.7 |  | 1.7 | 8.67
| Near bathroom area/Putty | 3 | 1 | 5 |  | 1.7 | 25.5
| Near drinking area(Corridor)/Putty | 1 | 1 | 5 |  | 2.16 | 10.8
| Near panel room area/Putty | 1 | 1 | 5 |  | 2.16 | 10.8
| Panel room slab/Putty | 1 | 1 | 4.31 |  | 4.325 | 18.6408
| Near fire escape gallery/Putty | 1 | 1 | 5.96 |  | 1.7 | 10.132
| Bathroom chajja area/Putty | 2 | 1 | 1.05 |  | 1.05 | 2.205
| Bathroom pillar deduction/Putty | -2 | 1 | 0.25 |  | 0.25 | -0.125
| Corridor beams/Putty | 6 | 1 | 1.7 |  | 0.6 | 6.12
| Panel room beams/Putty | 1 | 1 | 4.02 |  | 0.6 | 2.412
| Panel room beams/Putty | 1 | 1 | 4.33 |  | 0.6 | 2.598
| Slab infront of lift area/Putty | 1 | 1 | 3.18 |  | 1.82 | 5.7876
| infront of lift area(Beam)/Putty | 1 | 1 | 1.82 |  | 0.3 | 0.546
| Slab infront of lift area staircase/Putty | 1 | 1 | 7.64 |  | 1.7 | 12.988
| infront of lift area staircase(Beam)/Putty | 1 | 1 | 7.42 |  | 0.6 | 4.452
| Connecting gallery beam(L)/Putty | 2 | 1 | 1.66 |  | 0.6 | 1.992
| Beam bottom/Connecting gallery/Putty | 1 | 1 | 1.75 |  | 0.33 | 0.5775
| Beam bottom/Connecting gallery/Putty | 1 | 1 | 1.985 |  | 0.33 | 0.65505
| Beam bottom/Connecting gallery/Putty | 2 | 1 | 6.34 |  | 0.33 | 4.1844
| Beam bottom/Connecting gallery/Putty | 2 | 1 | 1.93 |  | 0.33 | 1.2738
| Beam latak/Putty | 2 | 1 | 2.16 |  | 0.3 | 1.296
| Beam latak/Putty | 2 | 1 | 6.3 |  | 0.3 | 3.78
| Beam latak/Putty | 2 | 1 | 2.05 |  | 0.3 | 1.23
| Beam bottom/Connecting gallery/Putty | 1 | 1 | 1.62 |  | 0.3 | 0.486
| Connecting gallery beam/Center/Putty | 2 | 1 | 1.66 |  | 0.6 | 1.992
| Connecting gallery slab/Putty | 1 | 1 | 2.4 |  | 1.81 | 4.344
| Connecting gallery slab/Putty | 1 | 1 | 6.34 |  | 1.81 | 11.4754
| Connecting gallery slab/Putty | 1 | 1 | 2.47 |  | 1.81 | 4.4707
| Courtyard beam/Putty | 4 | 1 | 12.77 |  | 0.28 | 14.3024
| Bathroom area putty | 2 | 1 | 25.34 |  | 0.56 | 28.3808
| Chajja | 8 | 1 | 2.13 |  | 0.45 | 7.668
| Sixth floor | [5 empty] | 0
| Center Room/Putty | 8 | 1 | 3 |  | 3.175 | 76.2
| Center Room/Putty | 8 | 1 | 5.6 |  | 3.175 | 142.24
| Window plaster/Putty | 8 | 1 | 1.2 |  | 0.13 | 1.248
| Window plaster/Putty | 4 | 1 | 1.8 |  | 0.58 | 4.176
| Door gems/Putty | 4 | 1 | 5.95 |  | 0.15 | 3.57
| Window(Deduction)/Putty | -4 | 1 | 1.8 |  | 1.2 | -8.64
| Door (Deduction)/Putty | -4 | 1 | 1.05 |  | 2.275 | -9.555
| Rooms/Putty | 16 | 1 | 3 |  | 3.175 | 152.4
| Rooms/Putty | 16 | 1 | 5.6 |  | 3.175 | 284.48
| Window plaster/Putty | 16 | 1 | 1.2 |  | 0.13 | 2.496
| Window plaster/Putty | 8 | 1 | 1.8 |  | 0.58 | 8.352
| Door gems/Putty | 8 | 1 | 5.95 |  | 0.15 | 7.14
| Window(Deduction)/Putty | -8 | 1 | 1.8 |  | 1.2 | -17.28
| Door (Deduction)/Putty | -8 | 1 | 1.05 |  | 2.275 | -19.11
| Corner room/Putty | 16 | 1 | 3 |  | 3.175 | 152.4
| Corner room/Putty | 16 | 1 | 5.6 |  | 3.175 | 284.48
| Window plaster/Putty | 16 | 1 | 1.2 |  | 0.15 | 2.88
| Window plaster/Putty | 8 | 1 | 1.8 |  | 0.3 | 4.32
| Door gems/Putty | 8 | 1 | 5.95 |  | 0.15 | 7.14
| Window(Deduction)/Putty | -8 | 1 | 1.8 |  | 1.2 | -17.28
| Door (Deduction)/Putty | -8 | 1 | 1.05 |  | 2.275 | -19.11
| Corridor rooms wall(Gallery area)/Putty | 4 | 1 | 15.92 |  | 3.175 | 202.184
| Corridor rooms walls (Door deduction)/Putty | -20 | 1 | 1.05 |  | 2.275 | -47.775
| Room side wall/Putty | 7 | 1 | 4.995 |  | 3.175 | 111.0139
| Corridor parapet wall/Putty | 4 | 1 | 15.92 |  | 3.175 | 202.184
| Gems/Putty | 24 | 1 | 1.2 |  | 0.15 | 4.32
| Opening deduction/Putty | -8 | 1 | 5.295 |  | 1.2 | -50.832
| Opening deduction/Putty | -4 | 1 | 2.17 |  | 1.2 | -10.416
| Space for drying clothes area gallery/Putty | 2 | 1 | 4.92 |  | 3.175 | 31.242
| Bathroom front wall(C56-C61)/Putty | 2 | 1 | 4.7 |  | 3.175 | 29.845
| Door deduction/Putty | -2 | 1 | 1.05 |  | 2.275 | -4.7775
| Door gems/Putty | 2 | 1 | 5.95 |  | 0.15 | 1.785
| Gallery jali area /Putty | 5 | 1 | 1.7 |  | 3.175 | 26.9875
| Deduction/Putty | -5 | 1 | 1.1 |  | 2.45 | -13.475
| Gallery jali gems/Putty | 5 | 1 | 6 |  | 0.28 | 8.4
| Panel room Wall(C18-C19)/Putty | 1 | 1 | 4.205 |  | 3.175 | 13.3509
| Panel room Wall(C9-C18)/Putty | 1 | 1 | 4.325 |  | 3.175 | 13.7319
| Panel room Wall(C18-C19)/Putty | 1 | 1 | 3.95 |  | 3.175 | 12.5412
| Panel room Wall(C9-C18)/Putty | 1 | 1 | 3.64 |  | 3.175 | 11.557
| Door deduction/Putty | -1 | 1 | 1.05 |  | 2.3 | -2.415
| Door gems/Putty | 1 | 1 | 5.95 |  | 0.15 | 0.8925
| Panel room Wall(C9-C10)/Putty | 1 | 1 | 4.02 |  | 1.1 | 4.422
| Panel room Wall(C10-C19)/Putty | 1 | 1 | 4.325 |  | 1.1 | 4.7575
| Shaft plaster(Panel room gallery)/Putty | 3 | 1 | 1 |  | 3.175 | 9.525
| C18 Column/Putty | 1 | 1 | 1.915 |  | 3.175 | 6.0801
| Shaft C9/C19/Putty | 2 | 1 | 2.2 |  | 3.175 | 13.97
| Near lift area/Putty | 1 | 1 | 2.15 |  | 3.175 | 6.8262
| Connecting corridor parapet wall/Putty | 2 | 1 | 12.32 |  | 1 | 24.64
| Column/Putty | 4 | 1 | 0.69 |  | 1.67 | 4.6092
| Column/Putty | 1 | 1 | 0.94 |  | 1.67 | 1.5698
| Shaft column/Putty | 1 | 1 | 1.35 |  | 1.67 | 2.2545
| Column/Putty | 2 | 1 | 0.97 |  | 1.67 | 3.2398
| Wardrobe partition wall plaster/Putty | 20 | 1 | 2.05 |  | 1.35 | 55.35
| Wardrobe partition wall plaster/Putty | 20 | 1 | 3.15 |  | 1.35 | 85.05
| Wardrobe slab/Putty | 20 | 1 | 1.8 |  | 1.3 | 46.8
| Rooms (3X5600)/Putty | 20 | 1 | 3 |  | 5.6 | 336
| Corridor gallery/Putty | 4 | 1 | 15.92 |  | 1.7 | 108.256
| Gallery area/Putty | 3 | 1 | 1.7 |  | 1.7 | 8.67
| Near bathroom area/Putty | 3 | 1 | 5 |  | 1.7 | 25.5
| Near drinking area(Corridor)/Putty | 1 | 1 | 5 |  | 2.16 | 10.8
| Near panel room area/Putty | 1 | 1 | 5 |  | 2.16 | 10.8
| Panel room slab/Putty | 1 | 1 | 4.31 |  | 4.325 | 18.6408
| Near fire escape gallery/Putty | 1 | 1 | 5.96 |  | 1.7 | 10.132
| Bathroom chajja area/Putty | 2 | 1 | 1.05 |  | 1.05 | 2.205
| Bathroom pillar deduction/Putty | -2 | 1 | 0.25 |  | 0.25 | -0.125
| Corridor beams/Putty | 6 | 1 | 1.7 |  | 0.6 | 6.12
| Panel room beams/Putty | 1 | 1 | 4.02 |  | 0.6 | 2.412
| Panel room beams/Putty | 1 | 1 | 4.33 |  | 0.6 | 2.598
| Slab infront of lift area/Putty | 1 | 1 | 3.18 |  | 1.82 | 5.7876
| infront of lift area(Beam)/Putty | 1 | 1 | 1.82 |  | 0.3 | 0.546
| Slab infront of lift area staircase/Putty | 1 | 1 | 7.64 |  | 1.7 | 12.988
| infront of lift area staircase(Beam)/Putty | 1 | 1 | 7.42 |  | 0.6 | 4.452
| Connecting gallery beam(L)/Putty | 2 | 1 | 1.66 |  | 0.6 | 1.992
| Beam bottom/Connecting gallery/Putty | 1 | 1 | 1.75 |  | 0.33 | 0.5775
| Beam bottom/Connecting gallery/Putty | 1 | 1 | 1.985 |  | 0.33 | 0.65505
| Beam bottom/Connecting gallery/Putty | 2 | 1 | 6.34 |  | 0.33 | 4.1844
| Beam bottom/Connecting gallery/Putty | 2 | 1 | 1.93 |  | 0.33 | 1.2738
| Beam latak/Putty | 2 | 1 | 2.16 |  | 0.3 | 1.296
| Beam latak/Putty | 2 | 1 | 6.3 |  | 0.3 | 3.78
| Beam latak/Putty | 2 | 1 | 2.05 |  | 0.3 | 1.23
| Beam bottom/Connecting gallery/Putty | 1 | 1 | 1.62 |  | 0.3 | 0.486
| Connecting gallery beam/Center/Putty | 2 | 1 | 1.66 |  | 0.6 | 1.992
| Connecting gallery slab/Putty | 1 | 1 | 2.4 |  | 1.81 | 4.344
| Connecting gallery slab/Putty | 1 | 1 | 6.34 |  | 1.81 | 11.4754
| Connecting gallery slab/Putty | 1 | 1 | 2.47 |  | 1.81 | 4.4707
| Courtyard beam/Putty | 4 | 1 | 12.77 |  | 0.28 | 14.3024
| Bathroom area putty | 2 | 1 | 25.34 |  | 0.56 | 28.3808
| Chajja | 20 | 1 | 2.13 |  | 0.45 | 19.17
| Staircase walls | 1 | 1 | 13.425 |  | 26.775 | 359.4544
| Landing deduction/Putty | -14 | 1 | 3.62 |  | 0.26 | -13.1768
| Ground floor 1st Flight/Putty | 1 | 1 | 3.98 |  | 1.81 | 7.2038
| Ground floor 2nd Flight/Putty | 1 | 1 | 3.17 |  | 1.81 | 5.7377
| Ground floor 3rd Flight/Putty | 1 | 1 | 3.48 |  | 1.81 | 6.2988
| Flight beam/Putty | 1 | 1 | 0.91 |  | 0.25 | 0.2275
| Flight beam/Putty | 1 | 1 | 0.9 |  | 0.485 | 0.4365
| 1st floor to sixth floor 1st Flight/Putty | 6 | 1 | 5.18 |  | 1.81 | 56.2548
| 1st floor to sixth floor 2nd Flight/Putty | 6 | 1 | 3.17 |  | 1.81 | 34.4262
| 1st floor to sixth floor 3rd Flight/Putty | 6 | 1 | 3.48 |  | 1.81 | 37.7928
| Staircase left side plaster/Putty | 7 | 1 | 0.81 |  | 0.3 | 1.701
| Ground floor side plaster/Putty | 1 | 1 | 1.11 |  | 0.355 | 0.39405
| First floor to sixth floor side plaster/Putty | 6 | 1 | 1.21 |  | 0.3 | 2.178
| Beam side infront of lift staircase/Putty | 6 | 1 | 1.11 |  | 0.23 | 1.5318
| Beam side infront of lift staircase/Putty | 6 | 1 | 4.86 |  | 0.3 | 8.748
| Terrace L wall/Putty | 1 | 1 | 4.91 |  | 1.6 | 7.856
| Beam terrace/Putty | 1 | 1 | 1.9 |  | 0.3 | 0.57
| Mumty inner wall/Putty | 1 | 1 | 14.98 |  | 3.38 | 50.6324
| Corridor connecting window jamb/Putty | 1 | 1 | 4.07 |  | 0.27 | 1.0989
| Terrace entry wall window/Putty | 2 | 1 | 3.87 |  | 0.13 | 1.0062
| Terrace door jamb/Putty | 1 | 1 | 5.27 |  | 0.13 | 0.6851
| Mumty south side door jamb/Putty | 1 | 1 | 5.06 |  | 0.27 | 1.3662
| Machine room door/Putty | 1 | 1 | 5.06 |  | 0.27 | 1.3662
| L WALL TERRACE/Putty | 1 | 1 | 5.44 |  | 0.95 | 5.168
| Deduction L wall/Putty | -1 | 1 | 0.27 |  | 0.95 | -0.2565
| Machine room staircase step(Ded)/Putty | -1 | 1 | 1.15 |  | 0.2 | -0.23
| Machine room door ded/Putty | -1 | 1 | 1.1 |  | 2 | -2.2
| South side door ded/Putty | -1 | 1 | 1.08 |  | 1.86 | -2.0088
| Ded window/Putty | -2 | 1 | 1.2 |  | 1.34 | -3.216
| Terrace main door/Putty | -1 | 1 | 1.5 |  | 1.8 | -2.7
| Corridor connecting window /Putty | -1 | 1 | 1.1 |  | 1.5 | -1.65
| Lift inner plaster/Putty | 1 | 1 | 10.72 |  | 27.1 | 290.512
| Door deduction/Putty | -14 | 1 | 1.15 |  | 2.16 | -34.776
| Lift front plaster/Putty | 7 | 1 | 2.58 |  | 3.1 | 55.986
| Door jamb/Putty | 7 | 1 | 5.44 |  | 0.25 | 9.52
| Machine room staircase plaster/Putty | 1 | 1 | 10.7 |  | 1 | 10.7
| Door deduction/Putty | -1 | 1 | 1.075 |  | 1.95 | -2.0962
| Fire escape staircase | [5 empty] | 0
| Ground to first floor | [5 empty] | 0
| Back side gate/Putty | 1 | 1 | 2.98 |  | 1.66 | 4.9468
| Ded gate/Putty | 1 | 1 | 1.18 |  | 2.67 | 3.1506
| Door gems/Putty | 1 | 1 | 6.52 |  | 0.27 | 1.7604
| Column/Putty | 1 | 1 | 0.53 |  | 1.68 | 0.8904
| Column/Putty | 1 | 1 | 0.39 |  | 2.68 | 1.0452
| L colmun/Putty | 1 | 1 | 0.52 |  | 1.65 | 0.858
| Near gate column/Putty | 1 | 1 | 0.8 |  | 2.82 | 2.256
| Wall/Putty | 1 | 1 | 2.9 |  | 1 | 2.9
| L wall/Putty | 1 | 1 | 5.6 |  | 1 | 5.6
| Back sside wall(Near gate)/Putty | 1 | 1 | 2.62 |  | 0.72 | 1.8864
| Ground floor wall/Putty | 1 | 1 | 10.51 |  | 1.31 | 13.7681
| Staircase wall/Putty | 1 | 1 | 2.95 |  | 0.63 | 1.8585
| 1st flight/Putty | 1 | 1 | 2.36 |  | 2.74 | 6.4664
| Landing wall/Putty | 1 | 1 | 8.05 |  | 1.62 | 13.041
| 2nd flight/Putty | 1 | 1 | 3.12 |  | 1.32 | 4.1184
| Column/Putty | 2 | 1 | 1.02 |  | 1.34 | 2.7336
| Deduction beam/Putty | -2 | 1 | 0.3 |  | 0.3 | -0.18
| 1st floor to sixth floor | [5 empty] | 0
| Column/Putty | 6 | 1 | 2.91 |  | 1 | 17.46
| Column/Putty | 6 | 1 | 0.56 |  | 1.67 | 5.6112
| L wall/Putty | 6 | 1 | 7.805 |  | 1 | 46.83
| Beam tuck/Putty | 6 | 1 | 1.15 |  | 0.15 | 1.035
| Column/Putty | 5 | 1 | 1.34 |  | 1.7 | 11.39
| Tapered wall/Putty | 12 | 1 | 3.4 |  | 0.97 | 39.576
| Tapered wall/Putty | 12 | 1 | 1.77 |  | 1 | 21.24
| wall/Putty | 6 | 1 | 4.3 |  | 1 | 25.8
| Column/Putty | 10 | 1 | 1 |  | 1.96 | 19.6
| Deduction beam/Putty | -10 | 1 | 0.3 |  | 0.3 | -0.9
| Column/Putty | 5 | 1 | 0.36 |  | 2.64 | 4.752
| Column/Putty | 5 | 1 | 0.36 |  | 2.83 | 5.094
| Column/Putty | 5 | 1 | 0.35 |  | 1.64 | 2.87
| Sixth floor to terrace | [5 empty] | 0
| Column/Putty | 2 | 1 | 0.99 |  | 3.33 | 6.5934
| Ded/Putty | -2 | 1 | 0.3 |  | 0.3 | -0.18
| Ded/Putty | -3 | 1 | 0.3 |  | 0.48 | -0.432
| Column/Putty | 1 | 1 | 0.36 |  | 2.66 | 0.9576
| Column/Putty | 1 | 1 | 0.67 |  | 5.8 | 3.886
| Ded/Putty | -1 | 1 | 0.25 |  | 0.86 | -0.215
| ded beam/Putty | -1 | 1 | 0.3 |  | 0.3 | -0.09
| Column/Putty | 1 | 1 | 0.43 |  | 2.6 | 1.118
| Column/Putty | 1 | 1 | 0.35 |  | 1.37 | 0.4795
| Fire escape terrace entry wall/Putty | 1 | 1 | 4.28 |  | 3.27 | 13.9956
| Step ded/Putty | -1 | 1 | 1.8 |  | 0.4 | -0.72
| Door ded/Putty | -1 | 1 | 0.98 |  | 1.95 | -1.911
| Door gems terrace/Putty | 1 | 1 | 4.9 |  | 0.3 | 1.47
| Fire escape staircase side/Putty | 14 | 1 | 3.7 |  | 0.415 | 21.497
| Fire escape staircase side/Putty | 7 | 1 | 0.82 |  | 0.23 | 1.3202
| water tank cooler room wall/Putty | 3 | 1 | 11.22 |  | 1.97 | 66.3102
| Door deduction/Putty | -3 | 1 | 1.97 |  | 1 | -5.91
| Window deduction/Putty | -2 | 1 | 1.28 |  | 0.67 | -1.7152
| Window gems/Putty | 2 | 1 | 3.88 |  | 0.15 | 1.164
| Fire escape terrace entry wall/Putty | 1 | 1 | 4.97 |  | 2.6 | 12.922
| Door ded/Putty | -1 | 1 | 0.98 |  | 1.95 | -1.911
| Column/Putty | -2 | 1 | 0.28 |  | 0.3 | -0.168
0
| Connecting gallery parapet wall/Putty | 1 | 2 | 10.98 |  | 1 | 21.96
| Courtyard parapet wall(C44-C47/C22-C44/C22-C25/C25-C47) | 1 | 4 | 15.92 |  | 1 | 63.68
| On grid 5/K to J/Putty | 3 | 1 | 15.29 |  | 1 | 45.87
| Column(C66/C67/C33/C39)/Putty | 12 | 1 | 0.37 |  | 1 | 4.44
| C68/Putty | 1 | 1 | 1.07 |  | 1 | 1.07
| On grid 6/G to F/Putty | 1 | 1 | 1.93 |  | 1 | 1.93
| On grid F/4 To 6/Putty | 1 | 1 | 2.76 |  | 1 | 2.76
| On grid 4/Putty | 1 | 1 | 4.74 |  | 1 | 4.74
| n grid E /4 to 5/Putty | 2 | 1 | 1.835 |  | 1 | 3.67
| Bathroom corner/Putty | 4 | 1 | 1.05 |  | 1 | 4.2
| On grid C /6 to 7/Putty | 1 | 1 | 4.94 |  | 1 | 4.94
| On grid 8/B to d/Putty | 1 | 1 | 3.915 |  | 1 | 3.915
| C49/Putty | 1 | 1 | 0.685 |  | 1 | 0.685
| C27/Putty | 1 | 1 | 0.685 |  | 1 | 0.685
| On grid E/10 to 12/Putty | 1 | 1 | 0.37 |  | 1 | 0.37
| On grid E/12 to 13/Putty | 1 | 1 | 1.68 |  | 1 | 1.68
| On grid E/13 to 14/Putty | 1 | 1 | 4.93 |  | 1 | 4.93
| On grid 14/E to G/Putty | 1 | 1 | 6.6 |  | 1 | 6.6
| C6/Putty | 1 | 1 | 0.81 |  | 1 | 0.81
| C3/Putty | 1 | 1 | 0.79 |  | 1 | 0.79
| On grid 14/L to K/Putty | 1 | 1 | 1.7 |  | 1 | 1.7
| C8/Putty | 1 | 1 | 0.84 |  | 1 | 0.84
| On grid L/15 to 16/Putty | 1 | 1 | 2.19 |  | 1 | 2.19
| On grid 16/M to L/Putty | 1 | 1 | 4.29 |  | 1 | 4.29
| On grid M/15 to 16/Putty | 2 | 1 | 1.84 |  | 1 | 3.68
| On grid P/13 to 14/Putty | 1 | 1 | 4.7 |  | 1 | 4.7
| On grid 13/m to P/Putty | 1 | 1 | 2.645 |  | 1 | 2.645
| On grid M/12 to 13/Putty | 1 | 1 | 2.35 |  | 1 | 2.35
| Terrace shaft plaster/Putty | 4 | 2 | 1.98 |  | 1 | 15.84
| Terrace shaft plaster/Putty | 4 | 1 | 0.58 |  | 1 | 2.32
| Fire escape mumty top inner putty | 1 | 1 | 23.88 |  | 1 | 23.88
| Lift staircase mumty Putty | 1 | 1 | 30.43 |  | 0.35 | 10.6505
| Water tank top inner putty | 1 | 4 | 12.92 |  | 0.2 | 10.336
| Lift staircase mumty slab/Putty | 1 | 1 | 7 |  | 4.85 | 33.95
| Beam/Putty | 1 | 1 | 4.85 |  | 0.6 | 2.91
| Slab infront of machine room/Putty | 1 | 1 | 2.61 |  | 3.81 | 9.9441
| Beam/Putty | 1 | 1 | 2.61 |  | 0.6 | 1.566
| Beam/Putty | 1 | 1 | 3.81 |  | 0.6 | 2.286
| Lift slab plaster/Putty | 2 | 1 | 2.35 |  | 3 | 14.1
Fire escape staircase
| Ground floor beam/Putty | 1 | 1 | 2.52 |  | 0.63 | 1.5876
| Ground floor beam/Putty | 1 | 1 | 1.65 |  | 0.9 | 1.485
| Ground floor beam/Putty | 1 | 1 | 4.5 |  | 0.3 | 1.35
| Ground floor beam/Putty | 1 | 1 | 4.3 |  | 0.3 | 1.29
| Ground floor beam/Putty | 1 | 1 | 1.8 |  | 0.15 | 0.27
| Ground floor beam/Putty | 1 | 1 | 2.65 |  | 0.33 | 0.8745
| Ground floor beam/Putty | 1 | 1 | 0.26 |  | 0.8 | 0.208
| Ground floor beam/L beam/Putty | 1 | 1 | 5.33 |  | 0.66 | 3.5178
| Beam tapered/Putty | 1 | 1 | 4.77 |  | 0.28 | 1.3356
| Beam tapered/Putty | 1 | 1 | 3.2 |  | 0.29 | 0.928
| Beam/Putty | 1 | 1 | 4.32 |  | 0.63 | 2.7216
| Ground floor slab/Putty | 1 | 1 | 2.955 |  | 1.7 | 5.0235
| Ground floor slab/Putty | 1 | 1 | 4.5 |  | 1.7 | 7.65
| Slab 1st Flight/Putty | 1 | 1 | 5.35 |  | 1.82 | 9.737
| slab 2nd Flight/Putty | 1 | 1 | 4.37 |  | 1.82 | 7.9534
| Mid flight/Putty | 1 | 1 | 0.82 |  | 1.8 | 1.476
1st floor to Sixth floor
| Beam/Putty | 6 | 1 | 0.9 |  | 1.7 | 9.18
| Beam/Putty | 6 | 1 | 2.51 |  | 0.63 | 9.4878
| L beam/Putty | 6 | 1 | 7.46 |  | 0.63 | 28.1988
| Beam/Putty | 6 | 1 | 4.33 |  | 0.9 | 23.382
| Tapered beam/Putty | 11 | 1 | 4.57 |  | 0.6 | 30.162
| Beam/Putty | 5 | 1 | 4.33 |  | 0.6 | 12.99
| Slab/Putty | 6 | 1 | 2.955 |  | 1.7 | 30.141
| Slab/Putty | 6 | 1 | 4.5 |  | 1.7 | 45.9
| Stairslab upside and downside/Putty | 12 | 1 | 5.13 |  | 1.84 | 113.2704
| Stairslab /Putty | 12 | 1 | 0.81 |  | 1.84 | 17.8848
Sixth floor to terrace
| Fire escape mumty beam/Putty | 2 | 1 | 4.25 |  | 0.6 | 5.1
| Fire escape mumty beam/Putty | 1 | 1 | 4.27 |  | 0.3 | 1.281
| Mumty slab/Putty | 1 | 1 | 5.42 |  | 4.47 | 24.2274
Water tank
| Beow water tank /Putty | 3 | 1 | 2.24 |  | 1.42 | 9.5424
| Ded column/Putty | -1 | 1 | 0.35 |  | 0.3 | -0.105
| Beow water tank /Putty | 1 | 1 | 2.25 |  | 5.22 | 11.745
| Ded column/Putty | -2 | 1 | 0.68 |  | 0.28 | -0.3808
| Ded column/Putty | -1 | 1 | 0.25 |  | 0.25 | -0.0625
| Water tank cooler room/Putty | 3 | 1 | 1.93 |  | 3.56 | 20.6124
| Fire escape terrace opening slab/Putty | 1 | 1 | 4.97 |  | 1.98 | 9.8406
| Beam/Putty | 1 | 1 | 4.97 |  | 0.3 | 1.491
| Beam/Putty | 2 | 1 | 1.98 |  | 0.3 | 1.188
| Lift inner plaster | 1 | 1 | 10.72 |  | 26.5 | 284.08
| Door deduction | -7 | 1 | 1.15 |  | 2.16 | -17.388
[6 empty] | Total | 19207.6233 | Sqm
07.04 | P / A PROFESSIONAL SOLITAIRE STAIN RESIST or equivalent premium interior water based washable emulsion conforming to IS 15489 standard with washable & cleanable ability more than 4000 mechanical cycles; with VOC below 3% by mass; along with anti-fungal resistance conformance to ASTM D3273; and anti-bacterial resistance conformance to JIS Z 2801:2010 and coverage of 120-140 sq ft/ltr applied over one coat of Dulux Professional Interior Sealer A700 or equivalent as per recommended application procedure below. Ensure surface is thoroughly clean, dry and free from all loose dust, dirt, grease, wax etc before application. All surfaces should be thoroughly rubbed down using a suitable abrasive paper and thereafter wiped off. Sand the surface with Emery paper no 180 and wipe off loose particles. Apply the first coat of primer and allow it to dry for another 6 hours. Smoothen the surface by applying thin coats of ICI Acrylic wall based putty to fill in all the dents, allow the putty to dry overnight and sand the surface with emery paper no 180 and wipe clean. Apply the 2nd coat of primer and allow drying for 6-8 hours sand the surface with emery paper no 380 and wiping clean. For Brilliant white and Pastel shades dilute up to 40-45% ( 400-450 ml of water in 1 litre paint), for deep base shades dilute 25-30% (250-300 ml of water in 1 litre paint). Normally two coats of paint are sufficient for complete opacity and desired finish. Deep base shades may require third coat for getting the desired opacity. The work must be complete in all respects as per manufacturer process mentioned above in all respects. ( For wall & false ceiling both ) Rate shall also include cost of primer and putty.
Ground floor
| Rooms | 8 |  | 3 |  | 3.175 | 76.2
| Rooms | 8 |  | 3 |  | 3.175 | 76.2
| Center Room | 16 |  | 5.6 |  | 3.175 | 284.48
| Window plaste | 16 |  | 1 |  | 0.13 | 2.08
| Window plaster/ | 8 |  | 1.8 |  | 0.2 | 2.88
| Window(Deduction) | -8 |  | 1.8 |  | 1 | -14.4
| Door (Deduction) | -8 |  | 1.05 |  | 1.275 | -10.71
| Kitchen area | 2 |  | 6.085 |  | 3.175 | 38.6397
| Kitchen area | 2 |  | 5.6 |  | 3.175 | 35.56
| Window plaster | 4 |  | 1 |  | 0.13 | 0.52
| Window plaster | 2 |  | 1.8 |  | 0.2 | 0.72
| Window deduction | -2 |  | 1.8 |  | 1 | -3.6
| Door deduction | -1 |  | 1.05 |  | 1.275 | -1.3387
| Locker luggage room | 2 |  | 9.23 |  | 3.175 | 58.6105
| Locker luggage room | 2 |  | 5.6 |  | 3.175 | 35.56
| Window plaster | 4 |  | 1 |  | 0.13 | 0.52
| Window plaster | 3 |  | 1.8 |  | 0.2 | 1.08
| Window plaster | 2 |  | 1 |  | 0.15 | 0.3
| Window plaster | 1 |  | 1.8 |  | 0.28 | 0.504
| Window deduction | -3 |  | 1.8 |  | 1 | -5.4
| Door deduction | -1 |  | 1.05 |  | 1.275 | -1.3387
| Locker luggage column side/C67/C54 | 4 |  | 0.48 |  | 3.175 | 6.096
| Warden room | 2 |  | 3.55 |  | 3.175 | 22.5425
| Warden room | 2 |  | 5.6 |  | 3.175 | 35.56
| Window plaster | 2 |  | 1 |  | 0.13 | 0.26
| Window plaster | 1 |  | 1.8 |  | 0.2 | 0.36
| Door deduction | -1 |  | 1.05 |  | 1.275 | -1.3387
| Window deduction | -1 |  | 1.8 |  | 1 | -1.8
| Door deduction/warden toilet | -1 |  | 0.81 |  | 1.07 | -0.8667
| Handicap toillet | 1 |  | 9.38 |  | 0.56 | 5.2528
| Warden room toilet | 1 |  | 9.38 |  | 0.56 | 5.2528
| Mess area | 1 |  | 15.445 |  | 3.175 | 49.0379
| Column | 4 |  | 0.36 |  | 3.175 | 4.572
| Column | 2 |  | 1.8 |  | 3.175 | 11.43
| Mess area | 2 |  | 0.515 |  | 3.175 | 3.2702
| Window deduction | -5 |  | 1.8 |  | 1 | -9
| Window plaster | 6 |  | 1.2 |  | 0.13 | 0.936
| Window plaster | 4 |  | 1.2 |  | 0.15 | 0.72
| Window plaster | 3 |  | 1.8 |  | 0.2 | 1.08
| Window plaster | 2 |  | 1.8 |  | 0.18 | 0.648
| Near mess area wall | 1 |  | 1.5 |  | 3.175 | 4.7625
| Corridor rooms wall(Gallery area) | 4 |  | 15.92 |  | 3.175 | 202.184
| Corridor rooms walls (Door deduction) | -11 |  | 1.05 |  | 1.275 | -14.7263
| Corridor rooms walls (Door deduction) | -1 |  | 0.9 |  | 1.275 | -1.1475
| Room side wall | 8 |  | 4.995 |  | 3.175 | 126.873
| Corridor parapet wall | 4 |  | 15.92 |  | 3.175 | 202.184
| Gems | 24 |  | 1.2 |  | 0.15 | 4.32
| Opening deduction | -8 |  | 5.295 |  | 2.4 | -101.664
| Opening deduction | -4 |  | 2.17 |  | 2.4 | -20.832
| Space for drying clothes area gallery(C8-C13/C12-C13/C56-C61) | 3 |  | 5 |  | 3.175 | 47.625
| C56-C58 | 1 |  | 8.07 |  | 3.175 | 25.6223
| Door deduction | -2 |  | 1.05 |  | 1.275 | -2.6775
| Gallery jali area | 5 |  | 1.7 |  | 1.98 | 16.83
| Deduction | -5 |  | 1.1 |  | 1.63 | -8.965
| Gallery jali gems | 5 |  | 4.36 |  | 0.28 | 6.104
| Panel room Wall(C18-C19) | 1 |  | 3.95 |  | 3.175 | 12.5412
| Panel room Wall(C9-C18) | 1 |  | 3.64 |  | 3.175 | 11.557
| Door deduction | -1 |  | 1.05 |  | 2.3 | -2.415
| Shaft plaster(Panel room gallery) | 3 |  | 1 |  | 3.175 | 9.525
| C18 Column | 1 |  | 1.915 |  | 3.175 | 6.0801
| Shaft C9/C19 | 2 |  | 2.2 |  | 3.175 | 13.97
| Near lift area | 1 |  | 2.15 |  | 3.175 | 6.8262
| Wardrobe partition wall plaster | 8 |  | 2.05 |  | 1.35 | 22.14
| Wardrobe partition wall plaster | 8 |  | 3.15 |  | 1.35 | 34.02
| Wardrobe slab | 8 |  | 1.8 |  | 1.35 | 19.44
| Rooms (3X5600) | 8 |  | 3 |  | 5.6 | 134.4
| Kitchen area slab | 1 |  | 6.08 |  | 5.6 | 34.048
| Locker luggage room | 1 |  | 9.23 |  | 5.6 | 51.688
| Locker luggage room/Beams | 1 |  | 4.745 |  | 0.6 | 2.847
| Locker luggage room/Beams | 1 |  | 5.35 |  | 0.6 | 3.21
| Mess area slab | 1 |  | 15.445 |  | 5.715 | 88.2682
| Beams | 2 |  | 4.75 |  | 0.6 | 5.7
| Beams | 2 |  | 5.345 |  | 0.6 | 6.414
| Beams | 1 |  | 14.72 |  | 0.6 | 8.832
| Corridor gallery | 4 |  | 15.92 |  | 1.7 | 108.256
| Gallery area | 3 |  | 1.7 |  | 1.7 | 8.67
| Near bathroom area | 3 |  | 5 |  | 1.7 | 25.5
| Near drinking area(Corridor) | 1 |  | 5 |  | 2.16 | 10.8
| Near panel room area | 1 |  | 5 |  | 2.16 | 10.8
| Panel room slab | 1 |  | 4.31 |  | 4.325 | 18.6408
| Near fire escape gallery | 1 |  | 5.96 |  | 1.7 | 10.132
| Bathroom chajja area | 2 |  | 1.05 |  | 1.05 | 2.205
| Bathroom pillar deduction | -2 |  | 0.25 |  | 0.25 | -0.125
| Corridor beams | 6 |  | 1.7 |  | 0.6 | 6.12
| Slab infront of lift area | 1 |  | 3.18 |  | 1.82 | 5.7876
| infront of lift area(Beam) | 1 |  | 1.82 |  | 0.3 | 0.546
| Slab infront of lift area staircase | 1 |  | 7.64 |  | 1.7 | 12.988
| infront of lift area staircase(Beam) | 1 |  | 7.42 |  | 0.6 | 4.452
| Bathroom area putty | 2 |  | 25.34 |  | 0.56 | 28.3808
First floor
| Center Room | 4 |  | 3 |  | 3.175 | 38.1
| Center Room | 4 |  | 3 |  | 3.175 | 38.1
| Center Room | 8 |  | 5.6 |  | 3.175 | 142.24
| Window | 8 |  | 1 |  | 0.13 | 1.04
| Window | 4 |  | 1.8 |  | 0.2 | 1.44
| Window(Deduction) | -4 |  | 1.8 |  | 1 | -7.2
| Door (Deduction) | -4 |  | 1.05 |  | 1.275 | -5.355
| Rooms | 8 |  | 3 |  | 3.175 | 76.2
| Rooms | 8 |  | 3 |  | 3.175 | 76.2
| Rooms | 16 |  | 5.6 |  | 3.175 | 284.48
| Window plaster | 16 |  | 1 |  | 0.15 | 2.4
| Window plaster | 8 |  | 1.8 |  | 0.2 | 2.88
| Window(Deduction) | -8 |  | 1.8 |  | 1 | -14.4
| Door (Deduction) | -8 |  | 1.05 |  | 1.275 | -10.71
| Corner room | 8 |  | 3 |  | 3.175 | 76.2
| Corner room | 8 |  | 3 |  | 3.175 | 76.2
| Corner room | 16 |  | 5.6 |  | 3.175 | 284.48
| Window plaster | 16 |  | 1 |  | 0.15 | 2.4
| Window plaster | 8 |  | 1.8 |  | 0.23 | 3.312
| Window(Deduction) | -8 |  | 1.8 |  | 1 | -14.4
| Door (Deduction) | -8 |  | 1.05 |  | 1.275 | -10.71
| Corridor rooms wall(C14-C17/C26-C48/C52-C55/C21-C43)) | 4 |  | 15.92 |  | 3.175 | 202.184
| Corridor rooms walls (Door deduction) | -20 |  | 1.05 |  | 1.275 | -26.775
| Room side Outer wall(C3-C14/C6-C17/C26-C27/C48-C49/C55-C68/C42-C43/C20-C21) | 6 |  | 4.995 |  | 3.175 | 95.1547
| C52-C65 | 1 |  | 6.1 |  | 3.175 | 19.3675
| Corridor parapet wall(C22-C25/C25-C47/C44-C47/C22-C44) | 4 |  | 15.92 |  | 3.175 | 202.184
| Jambs | 24 |  | 1.2 |  | 0.15 | 4.32
| Opening deduction | -8 |  | 5.295 |  | 1.2 | -50.832
| Opening deduction | -4 |  | 2.17 |  | 1.2 | -10.416
| Space for drying clothes area gallery(C8-C13/C12-C13/C56-C61) | 3 |  | 5 |  | 3.175 | 47.625
| C56-C58 | 1 |  | 8.07 |  | 3.175 | 25.6223
| Door deduction | -2 |  | 1.05 |  | 1.275 | -2.6775
| Gallery jali area | 5 |  | 1.7 |  | 3.175 | 26.9875
| Deduction | -5 |  | 1.1 |  | 1.63 | -8.965
| Gallery jali gems | 5 |  | 4.36 |  | 0.14 | 3.052
| Panel room Wall(C18-C19) | 1 |  | 3.95 |  | 3.175 | 12.5412
| Panel room Wall(C9-C18) | 1 |  | 3.64 |  | 3.175 | 11.557
| Door deduction | -1 |  | 1.05 |  | 2.275 | -2.3887
| Shaft plaster(Panel room gallery) | 3 |  | 1 |  | 3.175 | 9.525
| C18 Column | 1 |  | 1.915 |  | 3.175 | 6.0801
| Shaft C9/C19 | 2 |  | 2.2 |  | 3.175 | 13.97
| Near lift area | 1 |  | 2.15 |  | 3.175 | 6.8262
| Wardrobe partition wall plaster | 20 |  | 2.05 |  | 1.35 | 55.35
| Wardrobe partition wall plaster | 20 |  | 3.15 |  | 1.35 | 85.05
| Wardrobe slab | 20 |  | 1.8 |  | 1.35 | 48.6
| Rooms (3X5600) | 20 |  | 3 |  | 5.6 | 336
| Corridor gallery | 4 |  | 15.92 |  | 1.7 | 108.256
| Gallery area | 3 |  | 1.7 |  | 1.7 | 8.67
| Near bathroom area | 3 |  | 5 |  | 1.7 | 25.5
| Near drinking area(Corridor) | 1 |  | 5 |  | 2.16 | 10.8
| Near panel room area | 1 |  | 5 |  | 2.16 | 10.8
| Near fire escape gallery | 1 |  | 5.96 |  | 1.7 | 10.132
| Corridor beams | 6 |  | 1.7 |  | 0.6 | 6.12
| Slab infront of lift area | 1 |  | 3.18 |  | 1.82 | 5.7876
| infront of lift area(Beam) | 1 |  | 1.82 |  | 0.3 | 0.546
| Slab infront of lift area staircase | 1 |  | 7.64 |  | 1.7 | 12.988
| infront of lift area staircase(Beam) | 1 |  | 7.42 |  | 0.6 | 4.452
| Bathroom area | 2 |  | 25.34 |  | 0.56 | 28.3808
| Panel room slab | 1 |  | 4.31 |  | 4.325 | 18.6408
Second floor
| Center Room | 4 |  | 3 |  | 3.175 | 38.1
| Center Room | 4 |  | 3 |  | 3.175 | 38.1
| Center Room | 8 |  | 5.6 |  | 3.175 | 142.24
| Window | 8 |  | 1 |  | 0.13 | 1.04
| Window | 4 |  | 1.8 |  | 0.2 | 1.44
| Window(Deduction) | -4 |  | 1.8 |  | 1 | -7.2
| Door (Deduction) | -4 |  | 1.05 |  | 1.275 | -5.355
| Rooms | 8 |  | 3 |  | 3.175 | 76.2
| Rooms | 8 |  | 3 |  | 3.175 | 76.2
| Rooms | 16 |  | 5.6 |  | 3.175 | 284.48
| Window plaster | 16 |  | 1 |  | 0.15 | 2.4
| Window plaster | 8 |  | 1.8 |  | 0.2 | 2.88
| Window(Deduction) | -8 |  | 1.8 |  | 1 | -14.4
| Door (Deduction) | -8 |  | 1.05 |  | 1.275 | -10.71
| Corner room | 8 |  | 3 |  | 3.175 | 76.2
| Corner room | 8 |  | 3 |  | 3.175 | 76.2
| Corner room | 16 |  | 5.6 |  | 3.175 | 284.48
| Window plaster | 16 |  | 1 |  | 0.15 | 2.4
| Window plaster | 8 |  | 1.8 |  | 0.23 | 3.312
| Window(Deduction) | -8 |  | 1.8 |  | 1 | -14.4
| Door (Deduction) | -8 |  | 1.05 |  | 1.275 | -10.71
| Corridor rooms wall(C14-C17/C26-C48/C52-C55/C21-C43)) | 4 |  | 15.92 |  | 3.175 | 202.184
| Corridor rooms walls (Door deduction) | -20 |  | 1.05 |  | 1.275 | -26.775
| Room side Outer wall(C3-C14/C6-C17/C26-C27/C48-C49/C55-C68/C42-C43/C20-C21) | 6 |  | 4.995 |  | 3.175 | 95.1547
| C52-C65 | 1 |  | 6.1 |  | 3.175 | 19.3675
| Corridor parapet wall(C22-C25/C25-C47/C44-C47/C22-C44) | 4 |  | 15.92 |  | 3.175 | 202.184
| Jambs | 24 |  | 1.2 |  | 0.15 | 4.32
| Opening deduction | -8 |  | 5.295 |  | 1.2 | -50.832
| Opening deduction | -4 |  | 2.17 |  | 1.2 | -10.416
| Space for drying clothes area gallery(C8-C13/C12-C13/C56-C61) | 3 |  | 5 |  | 3.175 | 47.625
| C56-C58 | 1 |  | 8.07 |  | 3.175 | 25.6223
| Door deduction | -2 |  | 1.05 |  | 1.275 | -2.6775
| Gallery jali area | 5 |  | 1.7 |  | 3.175 | 26.9875
| Deduction | -5 |  | 1.1 |  | 1.63 | -8.965
| Gallery jali gems | 5 |  | 4.36 |  | 0.14 | 3.052
| Panel room Wall(C18-C19) | 1 |  | 3.95 |  | 3.175 | 12.5412
| Panel room Wall(C9-C18) | 1 |  | 3.64 |  | 3.175 | 11.557
| Door deduction | -1 |  | 1.05 |  | 2.275 | -2.3887
| Shaft plaster(Panel room gallery) | 3 |  | 1 |  | 3.175 | 9.525
| C18 Column | 1 |  | 1.915 |  | 3.175 | 6.0801
| Shaft C9/C19 | 2 |  | 2.2 |  | 3.175 | 13.97
| Near lift area | 1 |  | 2.15 |  | 3.175 | 6.8262
| Wardrobe partition wall plaster | 20 |  | 2.05 |  | 1.35 | 55.35
| Wardrobe partition wall plaster | 20 |  | 3.15 |  | 1.35 | 85.05
| Wardrobe slab | 20 |  | 1.8 |  | 1.35 | 48.6
| Rooms (3X5600) | 20 |  | 3 |  | 5.6 | 336
| Corridor gallery | 4 |  | 15.92 |  | 1.7 | 108.256
| Gallery area | 3 |  | 1.7 |  | 1.7 | 8.67
| Near bathroom area | 3 |  | 5 |  | 1.7 | 25.5
| Near drinking area(Corridor) | 1 |  | 5 |  | 2.16 | 10.8
| Near panel room area | 1 |  | 5 |  | 2.16 | 10.8
| Near fire escape gallery | 1 |  | 5.96 |  | 1.7 | 10.132
| Corridor beams | 6 |  | 1.7 |  | 0.6 | 6.12
| Slab infront of lift area | 1 |  | 3.18 |  | 1.82 | 5.7876
| infront of lift area(Beam) | 1 |  | 1.82 |  | 0.3 | 0.546
| Slab infront of lift area staircase | 1 |  | 7.64 |  | 1.7 | 12.988
| infront of lift area staircase(Beam) | 1 |  | 7.42 |  | 0.6 | 4.452
| Bathroom area | 2 |  | 25.34 |  | 0.56 | 28.3808
| Connecting gallery slab | 1 |  | 2.4 |  | 1.81 | 4.344
| Connecting gallery slab | 1 |  | 6.34 |  | 1.81 | 11.4754
| Connecting gallery slab | 1 |  | 2.47 |  | 1.81 | 4.4707 |  |  |  | 1 | 4 | 4.3 | 3.175 | 54.61
| Panel room slab | 1 |  | 4.31 |  | 4.325 | 18.6408 |  |  |  | 1 | 1 | 4.3 | 4.3 | 18.49
| Third floor | [9 empty] | 1 | 2 | 7.8 | 7.8 | 121.68
| Center Room | 4 |  | 3 |  | 3.175 | 38.1 |  |  |  | 20 | 2 | 3 | 3.175 | 381
| Center Room | 4 |  | 3 |  | 3.175 | 38.1 |  |  |  | 20 | 2 | 5.6 | 3.175 | 711.2
| Center Room | 8 |  | 5.6 |  | 3.175 | 142.24 |  |  |  | 20 | 1 | 5.6 | 3 | 336
| Window | 8 |  | 1 |  | 0.13 | 1.04 |  |  |  | -20 | 1 | 1.2 | 1.8 | -43.2
| Window | 4 |  | 1.8 |  | 0.2 | 1.44 |  |  |  | -23 | 2 | 1.05 | 2.1 | -101.43
| Window(Deduction) | -4 |  | 1.8 |  | 1 | -7.2 |  |  |  | -1 | 1 | 253 | 1 | -253
| Door (Deduction) | -4 |  | 1.05 |  | 1.275 | -5.355 |  |  |  | 1 | 1 | 446 | 1 | 446
| Rooms | 8 |  | 3 |  | 3.175 | 76.2 |  |  |  | 1 | 1 | 166 | 3.175 | 527.05
| Rooms | 8 |  | 3 |  | 3.175 | 76.2 |  |  |  | 1 | 1 | 64 | 3.175 | 203.2
| Rooms | 16 |  | 5.6 |  | 3.175 | 284.48 |  |  |  | -1 | 6 | 1.11 | 2.525 | -16.8165
| Window plaster | 16 |  | 1 |  | 0.15 | 2.4 |  |  |  | -1 | 1 | 1.2 | 64 | -76.8
| Window plaster | 8 |  | 1.8 |  | 0.2 | 2.88 | [7 empty] | 2307.9835
| Window(Deduction) | -8 |  | 1.8 |  | 1 | -14.4 | [7 empty] | 16155.8845
| Door (Deduction) | -8 |  | 1.05 |  | 1.275 | -10.71
| Corner room | 8 |  | 3 |  | 3.175 | 76.2
| Corner room | 8 |  | 3 |  | 3.175 | 76.2
| Corner room | 16 |  | 5.6 |  | 3.175 | 284.48
| Window plaster | 16 |  | 1 |  | 0.15 | 2.4
| Window plaster | 8 |  | 1.8 |  | 0.23 | 3.312
| Window(Deduction) | -8 |  | 1.8 |  | 1 | -14.4
| Door (Deduction) | -8 |  | 1.05 |  | 1.275 | -10.71
| Corridor rooms wall(C14-C17/C26-C48/C52-C55/C21-C43)) | 4 |  | 15.92 |  | 3.175 | 202.184
| Corridor rooms walls (Door deduction) | -20 |  | 1.05 |  | 1.275 | -26.775
| Room side Outer wall(C3-C14/C6-C17/C26-C27/C48-C49/C55-C68/C42-C43/C20-C21) | 6 |  | 4.995 |  | 3.175 | 95.1547
| C52-C65 | 1 |  | 6.1 |  | 3.175 | 19.3675
| Corridor parapet wall(C22-C25/C25-C47/C44-C47/C22-C44) | 4 |  | 15.92 |  | 3.175 | 202.184
| Jambs | 24 |  | 1.2 |  | 0.15 | 4.32
| Opening deduction | -8 |  | 5.295 |  | 1.2 | -50.832
| Opening deduction | -4 |  | 2.17 |  | 1.2 | -10.416
| Space for drying clothes area gallery(C8-C13/C12-C13/C56-C61) | 3 |  | 5 |  | 3.175 | 47.625
| C56-C58 | 1 |  | 8.07 |  | 3.175 | 25.6223
| Door deduction | -2 |  | 1.05 |  | 1.275 | -2.6775
| Gallery jali area | 5 |  | 1.7 |  | 3.175 | 26.9875
| Deduction | -5 |  | 1.1 |  | 1.63 | -8.965
| Gallery jali gems | 5 |  | 4.36 |  | 0.14 | 3.052
| Panel room Wall(C18-C19) | 1 |  | 3.95 |  | 3.175 | 12.5412
| Panel room Wall(C9-C18) | 1 |  | 3.64 |  | 3.175 | 11.557
| Door deduction | -1 |  | 1.05 |  | 2.275 | -2.3887
| Shaft plaster(Panel room gallery) | 3 |  | 1 |  | 3.175 | 9.525
| C18 Column | 1 |  | 1.915 |  | 3.175 | 6.0801
| Shaft C9/C19 | 2 |  | 2.2 |  | 3.175 | 13.97
| Near lift area | 1 |  | 2.15 |  | 3.175 | 6.8262
| Wardrobe partition wall plaster | 20 |  | 2.05 |  | 1.35 | 55.35
| Wardrobe partition wall plaster | 20 |  | 3.15 |  | 1.35 | 85.05
| Wardrobe slab | 20 |  | 1.8 |  | 1.35 | 48.6
| Rooms (3X5600) | 20 |  | 3 |  | 5.6 | 336
| Corridor gallery | 4 |  | 15.92 |  | 1.7 | 108.256
| Gallery area | 3 |  | 1.7 |  | 1.7 | 8.67
| Near bathroom area | 3 |  | 5 |  | 1.7 | 25.5
| Near drinking area(Corridor) | 1 |  | 5 |  | 2.16 | 10.8
| Near panel room area | 1 |  | 5 |  | 2.16 | 10.8
| Near fire escape gallery | 1 |  | 5.96 |  | 1.7 | 10.132
| Corridor beams | 6 |  | 1.7 |  | 0.6 | 6.12
| Slab infront of lift area | 1 |  | 3.18 |  | 1.82 | 5.7876
| infront of lift area(Beam) | 1 |  | 1.82 |  | 0.3 | 0.546
| Slab infront of lift area staircase | 1 |  | 7.64 |  | 1.7 | 12.988
| infront of lift area staircase(Beam) | 1 |  | 7.42 |  | 0.6 | 4.452
| Bathroom area | 2 |  | 25.34 |  | 0.56 | 28.3808
| Connecting gallery slab | 1 |  | 2.4 |  | 1.81 | 4.344
| Connecting gallery slab | 1 |  | 6.34 |  | 1.81 | 11.4754
| Connecting gallery slab | 1 |  | 2.47 |  | 1.81 | 4.4707
| Panel room slab | 1 |  | 4.31 |  | 4.325 | 18.6408
Fourth floor
| Center Room | 4 |  | 3 |  | 3.175 | 38.1
| Center Room | 4 |  | 3 |  | 3.175 | 38.1
| Center Room | 8 |  | 5.6 |  | 3.175 | 142.24
| Window | 8 |  | 1 |  | 0.13 | 1.04
| Window | 4 |  | 1.8 |  | 0.2 | 1.44
| Window(Deduction) | -4 |  | 1.8 |  | 1 | -7.2
| Door (Deduction) | -4 |  | 1.05 |  | 1.275 | -5.355
| Rooms | 8 |  | 3 |  | 3.175 | 76.2
| Rooms | 8 |  | 3 |  | 3.175 | 76.2
| Rooms | 16 |  | 5.6 |  | 3.175 | 284.48
| Window plaster | 16 |  | 1 |  | 0.15 | 2.4
| Window plaster | 8 |  | 1.8 |  | 0.2 | 2.88
| Window(Deduction) | -8 |  | 1.8 |  | 1 | -14.4
| Door (Deduction) | -8 |  | 1.05 |  | 1.275 | -10.71
| Corner room | 8 |  | 3 |  | 3.175 | 76.2
| Corner room | 8 |  | 3 |  | 3.175 | 76.2
| Corner room | 16 |  | 5.6 |  | 3.175 | 284.48
| Window plaster | 16 |  | 1 |  | 0.15 | 2.4
| Window plaster | 8 |  | 1.8 |  | 0.23 | 3.312
| Window(Deduction) | -8 |  | 1.8 |  | 1 | -14.4
| Door (Deduction) | -8 |  | 1.05 |  | 1.275 | -10.71
| Corridor rooms wall(C14-C17/C26-C48/C52-C55/C21-C43)) | 4 |  | 15.92 |  | 3.175 | 202.184
| Corridor rooms walls (Door deduction) | -20 |  | 1.05 |  | 1.275 | -26.775
| Room side Outer wall(C3-C14/C6-C17/C26-C27/C48-C49/C55-C68/C42-C43/C20-C21) | 6 |  | 4.995 |  | 3.175 | 95.1547
| C52-C65 | 1 |  | 6.1 |  | 3.175 | 19.3675
| Corridor parapet wall(C22-C25/C25-C47/C44-C47/C22-C44) | 4 |  | 15.92 |  | 3.175 | 202.184
| Jambs | 24 |  | 1.2 |  | 0.15 | 4.32
| Opening deduction | -8 |  | 5.295 |  | 1.2 | -50.832
| Opening deduction | -4 |  | 2.17 |  | 1.2 | -10.416
| Space for drying clothes area gallery(C8-C13/C12-C13/C56-C61) | 3 |  | 5 |  | 3.175 | 47.625
| C56-C58 | 1 |  | 8.07 |  | 3.175 | 25.6223
| Door deduction | -2 |  | 1.05 |  | 1.275 | -2.6775
| Gallery jali area | 5 |  | 1.7 |  | 3.175 | 26.9875
| Deduction | -5 |  | 1.1 |  | 1.63 | -8.965
| Gallery jali gems | 5 |  | 4.36 |  | 0.14 | 3.052
| Panel room Wall(C18-C19) | 1 |  | 3.95 |  | 3.175 | 12.5412
| Panel room Wall(C9-C18) | 1 |  | 3.64 |  | 3.175 | 11.557
| Door deduction | -1 |  | 1.05 |  | 2.275 | -2.3887
| Shaft plaster(Panel room gallery) | 3 |  | 1 |  | 3.175 | 9.525
| C18 Column | 1 |  | 1.915 |  | 3.175 | 6.0801
| Shaft C9/C19 | 2 |  | 2.2 |  | 3.175 | 13.97
| Near lift area | 1 |  | 2.15 |  | 3.175 | 6.8262
| Wardrobe partition wall plaster | 20 |  | 2.05 |  | 1.35 | 55.35
| Wardrobe partition wall plaster | 20 |  | 3.15 |  | 1.35 | 85.05
| Wardrobe slab | 20 |  | 1.8 |  | 1.35 | 48.6
| Rooms (3X5600) | 20 |  | 3 |  | 5.6 | 336
| Corridor gallery | 4 |  | 15.92 |  | 1.7 | 108.256
| Gallery area | 3 |  | 1.7 |  | 1.7 | 8.67
| Near bathroom area | 3 |  | 5 |  | 1.7 | 25.5
| Near drinking area(Corridor) | 1 |  | 5 |  | 2.16 | 10.8
| Near panel room area | 1 |  | 5 |  | 2.16 | 10.8
| Near fire escape gallery | 1 |  | 5.96 |  | 1.7 | 10.132
| Corridor beams | 6 |  | 1.7 |  | 0.6 | 6.12
| Slab infront of lift area | 1 |  | 3.18 |  | 1.82 | 5.7876
| infront of lift area(Beam) | 1 |  | 1.82 |  | 0.3 | 0.546
| Slab infront of lift area staircase | 1 |  | 7.64 |  | 1.7 | 12.988
| infront of lift area staircase(Beam) | 1 |  | 7.42 |  | 0.6 | 4.452
| Bathroom area | 2 |  | 25.34 |  | 0.56 | 28.3808
| Connecting gallery slab | 1 |  | 2.4 |  | 1.81 | 4.344
| Connecting gallery slab | 1 |  | 6.34 |  | 1.81 | 11.4754
| Connecting gallery slab | 1 |  | 2.47 |  | 1.81 | 4.4707
| Panel room slab | 1 |  | 4.31 |  | 4.325 | 18.6408
Fifth floor
| Center Room | 4 |  | 3 |  | 3.175 | 38.1
| Center Room | 4 |  | 3 |  | 3.175 | 38.1
| Center Room | 8 |  | 5.6 |  | 3.175 | 142.24
| Window | 8 |  | 1 |  | 0.13 | 1.04
| Window | 4 |  | 1.8 |  | 0.2 | 1.44
| Window(Deduction) | -4 |  | 1.8 |  | 1 | -7.2
| Door (Deduction) | -4 |  | 1.05 |  | 1.275 | -5.355
| Rooms | 8 |  | 3 |  | 3.175 | 76.2
| Rooms | 8 |  | 3 |  | 3.175 | 76.2
| Rooms | 16 |  | 5.6 |  | 3.175 | 284.48
| Window plaster | 16 |  | 1 |  | 0.15 | 2.4
| Window plaster | 8 |  | 1.8 |  | 0.2 | 2.88
| Window(Deduction) | -8 |  | 1.8 |  | 1 | -14.4
| Door (Deduction) | -8 |  | 1.05 |  | 1.275 | -10.71
| Corner room | 8 |  | 3 |  | 3.175 | 76.2
| Corner room | 8 |  | 3 |  | 3.175 | 76.2
| Corner room | 16 |  | 5.6 |  | 3.175 | 284.48
| Window plaster | 16 |  | 1 |  | 0.15 | 2.4
| Window plaster | 8 |  | 1.8 |  | 0.23 | 3.312
| Window(Deduction) | -8 |  | 1.8 |  | 1 | -14.4
| Door (Deduction) | -8 |  | 1.05 |  | 1.275 | -10.71
| Corridor rooms wall(C14-C17/C26-C48/C52-C55/C21-C43)) | 4 |  | 15.92 |  | 3.175 | 202.184
| Corridor rooms walls (Door deduction) | -20 |  | 1.05 |  | 1.275 | -26.775
| Room side Outer wall(C3-C14/C6-C17/C26-C27/C48-C49/C55-C68/C42-C43/C20-C21) | 6 |  | 4.995 |  | 3.175 | 95.1547
| C52-C65 | 1 |  | 6.1 |  | 3.175 | 19.3675
| Corridor parapet wall(C22-C25/C25-C47/C44-C47/C22-C44) | 4 |  | 15.92 |  | 3.175 | 202.184
| Jambs | 24 |  | 1.2 |  | 0.15 | 4.32
| Opening deduction | -8 |  | 5.295 |  | 1.2 | -50.832
| Opening deduction | -4 |  | 2.17 |  | 1.2 | -10.416
| Space for drying clothes area gallery(C8-C13/C12-C13/C56-C61) | 3 |  | 5 |  | 3.175 | 47.625
| C56-C58 | 1 |  | 8.07 |  | 3.175 | 25.6223
| Door deduction | -2 |  | 1.05 |  | 1.275 | -2.6775
| Gallery jali area | 5 |  | 1.7 |  | 3.175 | 26.9875
| Deduction | -5 |  | 1.1 |  | 1.63 | -8.965
| Gallery jali gems | 5 |  | 4.36 |  | 0.14 | 3.052
| Panel room Wall(C18-C19) | 1 |  | 3.95 |  | 3.175 | 12.5412
| Panel room Wall(C9-C18) | 1 |  | 3.64 |  | 3.175 | 11.557
| Door deduction | -1 |  | 1.05 |  | 2.275 | -2.3887
| Shaft plaster(Panel room gallery) | 3 |  | 1 |  | 3.175 | 9.525
| C18 Column | 1 |  | 1.915 |  | 3.175 | 6.0801
| Shaft C9/C19 | 2 |  | 2.2 |  | 3.175 | 13.97
| Near lift area | 1 |  | 2.15 |  | 3.175 | 6.8262
| Wardrobe partition wall plaster | 20 |  | 2.05 |  | 1.35 | 55.35
| Wardrobe partition wall plaster | 20 |  | 3.15 |  | 1.35 | 85.05
| Wardrobe slab | 20 |  | 1.8 |  | 1.35 | 48.6
| Rooms (3X5600) | 20 |  | 3 |  | 5.6 | 336
| Corridor gallery | 4 |  | 15.92 |  | 1.7 | 108.256
| Gallery area | 3 |  | 1.7 |  | 1.7 | 8.67
| Near bathroom area | 3 |  | 5 |  | 1.7 | 25.5
| Near drinking area(Corridor) | 1 |  | 5 |  | 2.16 | 10.8
| Near panel room area | 1 |  | 5 |  | 2.16 | 10.8
| Near fire escape gallery | 1 |  | 5.96 |  | 1.7 | 10.132
| Corridor beams | 6 |  | 1.7 |  | 0.6 | 6.12
| Slab infront of lift area | 1 |  | 3.18 |  | 1.82 | 5.7876
| infront of lift area(Beam) | 1 |  | 1.82 |  | 0.3 | 0.546
| Slab infront of lift area staircase | 1 |  | 7.64 |  | 1.7 | 12.988
| infront of lift area staircase(Beam) | 1 |  | 7.42 |  | 0.6 | 4.452
| Bathroom area | 2 |  | 25.34 |  | 0.56 | 28.3808
| Connecting gallery slab | 1 |  | 2.4 |  | 1.81 | 4.344
| Connecting gallery | 1 |  | 6.34 |  | 1.81 | 11.4754
| Connecting gallery slab | 1 |  | 2.47 |  | 1.81 | 4.4707
| Panel room slab | 1 |  | 4.31 |  | 4.325 | 18.6408
Sixth floor
| Center Room | 4 |  | 3 |  | 3.175 | 38.1
| Center Room | 4 |  | 3 |  | 3.175 | 38.1
| Center Room | 8 |  | 5.6 |  | 3.175 | 142.24
| Window | 8 |  | 1 |  | 0.13 | 1.04
| Window | 4 |  | 1.8 |  | 0.2 | 1.44
| Window(Deduction) | -4 |  | 1.8 |  | 1 | -7.2
| Door (Deduction) | -4 |  | 1.05 |  | 1.275 | -5.355
| Rooms | 8 |  | 3 |  | 3.175 | 76.2
| Rooms | 8 |  | 3 |  | 3.175 | 76.2
| Rooms | 16 |  | 5.6 |  | 3.175 | 284.48
| Window plaster | 16 |  | 1 |  | 0.15 | 2.4
| Window plaster | 8 |  | 1.8 |  | 0.2 | 2.88
| Window(Deduction) | -8 |  | 1.8 |  | 1 | -14.4
| Door (Deduction) | -8 |  | 1.05 |  | 1.275 | -10.71
| Corner room | 8 |  | 3 |  | 3.175 | 76.2
| Corner room | 8 |  | 3 |  | 3.175 | 76.2
| Corner room | 16 |  | 5.6 |  | 3.175 | 284.48
| Window plaster | 16 |  | 1 |  | 0.15 | 2.4
| Window plaster | 8 |  | 1.8 |  | 0.23 | 3.312
| Window(Deduction) | -8 |  | 1.8 |  | 1 | -14.4
| Door (Deduction) | -8 |  | 1.05 |  | 1.275 | -10.71
| Corridor rooms wall(C14-C17/C26-C48/C52-C55/C21-C43)) | 4 |  | 15.92 |  | 3.175 | 202.184
| Corridor rooms walls (Door deduction) | -20 |  | 1.05 |  | 1.275 | -26.775
| Room side Outer wall(C3-C14/C6-C17/C26-C27/C48-C49/C55-C68/C42-C43/C20-C21) | 6 |  | 4.995 |  | 3.175 | 95.1547
| C52-C65 | 1 |  | 6.1 |  | 3.175 | 19.3675
| Corridor parapet wall(C22-C25/C25-C47/C44-C47/C22-C44) | 4 |  | 15.92 |  | 3.175 | 202.184
| Jambs | 24 |  | 1.2 |  | 0.15 | 4.32
| Opening deduction | -8 |  | 5.295 |  | 1.2 | -50.832
| Opening deduction | -4 |  | 2.17 |  | 1.2 | -10.416
| Space for drying clothes area gallery(C8-C13/C12-C13/C56-C61) | 3 |  | 5 |  | 3.175 | 47.625
| C56-C58 | 1 |  | 8.07 |  | 3.175 | 25.6223
| Door deduction | -2 |  | 1.05 |  | 1.275 | -2.6775
| Gallery jali area | 5 |  | 1.7 |  | 1.63 | 13.855
| Deduction | -5 |  | 1.1 |  | 2.45 | -13.475
| Gallery jali gems | 5 |  | 4.36 |  | 0.14 | 3.052
| Panel room Wall(C18-C19) | 1 |  | 3.95 |  | 3.175 | 12.5412
| Panel room Wall(C9-C18) | 1 |  | 3.64 |  | 3.175 | 11.557
| Door deduction | -1 |  | 1.05 |  | 2.275 | -2.3887
| Shaft plaster(Panel room gallery) | 3 |  | 1 |  | 3.175 | 9.525
| C18 Column | 1 |  | 1.915 |  | 3.175 | 6.0801
| Shaft C9/C19 | 2 |  | 2.2 |  | 3.175 | 13.97
| Near lift area | 1 |  | 2.15 |  | 3.175 | 6.8262
| Near fire lift wall | 1 |  | 2.815 |  | 3.175 | 8.9376
| Wardrobe partition wall plaster | 20 |  | 2.05 |  | 1.35 | 55.35
| Wardrobe partition wall plaster | 20 |  | 3.15 |  | 1.35 | 85.05
| Wardrobe slab | 20 |  | 1.8 |  | 1.35 | 48.6
| Rooms (3X5600) | 20 |  | 3 |  | 5.6 | 336
| Corridor gallery | 4 |  | 15.92 |  | 1.7 | 108.256
| Gallery area | 3 |  | 1.7 |  | 1.7 | 8.67
| Near bathroom area | 3 |  | 5 |  | 1.7 | 25.5
| Near drinking area(Corridor) | 1 |  | 5 |  | 2.16 | 10.8
| Near panel room area | 1 |  | 5 |  | 2.16 | 10.8
| Near fire escape gallery | 1 |  | 5.96 |  | 1.7 | 10.132
| Corridor beams | 6 |  | 1.7 |  | 0.6 | 6.12
| Slab infront of lift area | 1 |  | 3.18 |  | 1.82 | 5.7876
| infront of lift area(Beam) | 1 |  | 1.82 |  | 0.3 | 0.546
| Slab infront of lift area staircase | 1 |  | 7.64 |  | 1.7 | 12.988
| infront of lift area staircase(Beam) | 1 |  | 7.42 |  | 0.6 | 4.452
| Bathroom area | 2 |  | 25.34 |  | 0.56 | 28.3808
| Connecting gallery slab | 1 |  | 2.4 |  | 1.81 | 4.344
| Connecting gallery slab | 1 |  | 6.34 |  | 1.81 | 11.4754
| Connecting gallery slab | 1 |  | 2.47 |  | 1.81 | 4.4707
| Panel room slab | 1 |  | 4.31 |  | 4.325 | 18.6408
| Staircase walls | 1 |  | 13.425 |  | 26.775 | 359.4544
| Landing deduction | -14 |  | 3.62 |  | 0.26 | -13.1768
| Ground floor 1st Flight | 1 |  | 3.98 |  | 1.81 | 7.2038
| Ground floor 2nd Flight | 1 |  | 3.17 |  | 1.81 | 5.7377
| Ground floor 3rd Flight | 1 |  | 3.48 |  | 1.81 | 6.2988
| Flight beam | 1 |  | 0.91 |  | 0.25 | 0.2275
| Flight beam | 1 |  | 0.9 |  | 0.485 | 0.4365
| 1st floor to sixth floor 1st Flight | 6 |  | 5.18 |  | 1.81 | 56.2548
| 1st floor to sixth floor 2nd Flight | 6 |  | 3.17 |  | 1.81 | 34.4262
| 1st floor to sixth floor 3rd Flight | 6 |  | 3.48 |  | 1.81 | 37.7928
| Staircase left side plaster | 7 |  | 0.81 |  | 0.3 | 1.701
| Ground floor side plaster | 1 |  | 1.11 |  | 0.355 | 0.39405
| First floor to sixth floor side plaster | 6 |  | 1.21 |  | 0.3 | 2.178
| Beam side infront of lift staircase | 6 |  | 1.11 |  | 0.23 | 1.5318
| Beam side infront of lift staircase | 6 |  | 4.86 |  | 0.3 | 8.748
| Terrace L wall | 1 |  | 4.91 |  | 1.6 | 7.856
| Beam terrace | 1 |  | 1.9 |  | 0.3 | 0.57
| Mumty inner wall | 1 |  | 14.98 |  | 3.38 | 50.6324
| Corridor connecting window jamb | 1 |  | 4.07 |  | 0.27 | 1.0989
| Terrace entry wall window | 2 |  | 3.87 |  | 0.13 | 1.0062
| Terrace door jamb | 1 |  | 5.27 |  | 0.13 | 0.6851
| Mumty south side door jamb | 1 |  | 5.06 |  | 0.27 | 1.3662
| Machine room door/ | 1 |  | 5.06 |  | 0.27 | 1.3662
| L WALL TERRACE | 1 |  | 5.44 |  | 0.95 | 5.168
| Deduction L wall | -1 |  | 0.27 |  | 0.95 | -0.2565
| Machine room staircase step(Ded) | -1 |  | 1.15 |  | 0.2 | -0.23
| Machine room door ded | -1 |  | 1.1 |  | 2 | -2.2
| South side door ded | -1 |  | 1.08 |  | 1.86 | -2.0088
| Ded window | -2 |  | 1.2 |  | 1.34 | -3.216
| Terrace main door | -1 |  | 1.5 |  | 1.8 | -2.7
| Corridor connecting window | -1 |  | 1.1 |  | 1.5 | -1.65
| Lift staircase mumty slab | 1 |  | 7 |  | 4.85 | 33.95
| Beam | 1 |  | 4.85 |  | 0.6 | 2.91
| Slab infront of machine room | 1 |  | 2.61 |  | 3.81 | 9.9441
| Beam | 1 |  | 2.61 |  | 0.6 | 1.566
| Beam | 1 |  | 3.81 |  | 0.6 | 2.286
| Lift slab plaster | 2 |  | 2.35 |  | 3 | 14.1
| Ded gorund floor wall ded | -1 |  | 5.62 |  | 1.1 | -6.182
| Machine room staircase plaster | 1 |  | 10.7 |  | 1 | 10.7
| Door deduction | -1 |  | 1.075 |  | 1.95 | -2.0962
1st to sixth floor
| 1st flight wall | -6 |  | 1.44 |  | 1.02 | -8.8128
| Landing deduction | -6 |  | 4.96 |  | 1 | -29.76
| 2nd flight | -6 |  | 3.84 |  | 1 | -23.04
| 3rd fight | -6 |  | 2.76 |  | 1 | -16.56
| wall | -6 |  | 1.17 |  | 1.1 | -7.722
Sixth floor to terrace
| 1st flight wall | -1 |  | 1.44 |  | 1.02 | -1.4688
| Landing deduction | -1 |  | 4.96 |  | 1 | -4.96
| 2nd flight | -1 |  | 3.84 |  | 1 | -3.84
| 3rd fight | -1 |  | 2.85 |  | 1 | -2.85
| wall | -1 |  | 1.61 |  | 1.1 | -1.771
[6 empty] | Total | 16969.1272 | Sqm
07.06 | Painting with matt finish synthetic enamel paint of approved brand and manufacture on walls, including scrapping, cleaning making good the surface . Including Two or more coats of primer.
Sixth floor
| Center Room | 4 | 1 | 3 |  | 1 | 12
| Center Room | 8 | 1 | 5.6 |  | 1 | 44.8
| Window side gems | 8 | 1 | 0.2 |  | 0.15 | 0.24
| Window(Deduction) | -4 | 1 | 1.8 |  | 0.2 | -1.44
| Rooms | 8 | 1 | 3 |  | 1 | 24
| Rooms | 16 | 1 | 5.6 |  | 1 | 89.6
| Window side gems | 16 | 1 | 0.2 |  | 0.15 | 0.48
| Window(Deduction) | -8 | 1 | 1.8 |  | 0.2 | -2.88
| Corner room | 8 | 1 | 3 |  | 1 | 24
| Corner room | 16 | 1 | 5.6 |  | 1 | 89.6
| Window gems | 16 | 1 | 0.2 |  | 0.15 | 0.48
| Window(Deduction) | -8 | 1 | 1.8 |  | 0.2 | -2.88
| Corridor rooms wall(C14-C17/C26-C48/C52-C55/C21-C43)) | 4 | 1 | 15.92 |  | 1 | 63.68
| Corridor rooms walls (Door deduction) | -20 | 1 | 1.05 |  | 1 | -21
| Room side Outer wall(C3-C14/C6-C17/C26-C27/C48-C49/C55-C68/C20-C21) | 6 | 1 | 4.995 |  | 1 | 29.97
| C52-C65 | 1 | 1 | 6.1 |  | 1 | 6.1
| C49 | 1 | 1 | 0.965 |  | 1 | 0.965
| Corridor parapet wall(C22-C25/C25-C47/C44-C47/C22-C44) | 4 | 1 | 15.92 |  | 1 | 63.68
| Space for drying clothes area gallery(C8-C13/C12-C13/C56-C61) | 3 | 1 | 5 |  | 1 | 15
| Door deduction | -2 | 1 | 1.05 |  | 1 | -2.1
| C56-C58 | 1 | 1 | 8.07 |  | 1 | 8.07
| Gallery jali area | 5 | 1 | 1.7 |  | 1 | 8.5
| Gallery jali area | 10 | 1 | 0.125 |  | 0.7 | 0.875
| Near lift area(C43) | 1 | 1 | 2.115 |  | 1 | 2.115
Fifth floor
| Center Room | 4 | 1 | 3 |  | 1 | 12
| Center Room | 8 | 1 | 5.6 |  | 1 | 44.8
| Window side gems | 8 | 1 | 0.2 |  | 0.15 | 0.24
| Window(Deduction) | -4 | 1 | 1.8 |  | 0.2 | -1.44
| Rooms | 8 | 1 | 3 |  | 1 | 24
| Rooms | 16 | 1 | 5.6 |  | 1 | 89.6
| Window side gems | 16 | 1 | 0.2 |  | 0.15 | 0.48
| Window(Deduction) | -8 | 1 | 1.8 |  | 0.2 | -2.88
| Corner room | 8 | 1 | 3 |  | 1 | 24
| Corner room | 16 | 1 | 5.6 |  | 1 | 89.6
| Window gems | 16 | 1 | 0.2 |  | 0.15 | 0.48
| Window(Deduction) | -8 | 1 | 1.8 |  | 0.2 | -2.88
| Corridor rooms wall(C14-C17/C26-C48/C52-C55/C21-C43)) | 4 | 1 | 15.92 |  | 1 | 63.68
| Corridor rooms walls (Door deduction) | -20 | 1 | 1.05 |  | 1 | -21
| Room side Outer wall(C3-C14/C6-C17/C26-C27/C48-C49/C55-C68/C20-C21) | 6 | 1 | 4.995 |  | 1 | 29.97
| C52-C65 | 1 | 1 | 6.1 |  | 1 | 6.1
| C49 | 1 | 1 | 0.965 |  | 1 | 0.965
| Corridor parapet wall(C22-C25/C25-C47/C44-C47/C22-C44) | 4 | 1 | 15.92 |  | 1 | 63.68
| Space for drying clothes area gallery(C8-C13/C12-C13/C56-C61) | 3 | 1 | 5 |  | 1 | 15
| Door deduction | -2 | 1 | 1.05 |  | 1 | -2.1
| C56-C58 | 1 | 1 | 8.07 |  | 1 | 8.07
| Gallery jali area | 5 | 1 | 1.7 |  | 1 | 8.5
| Gallery jali area | 10 | 1 | 0.125 |  | 0.7 | 0.875
| Near lift area(C43) | 1 | 1 | 2.115 |  | 1 | 2.115
Fourth floor
| Center Room | 4 | 1 | 3 |  | 1 | 12
| Center Room | 8 | 1 | 5.6 |  | 1 | 44.8
| Window side gems | 8 | 1 | 0.2 |  | 0.15 | 0.24
| Window(Deduction) | -4 | 1 | 1.8 |  | 0.2 | -1.44
| Rooms | 8 | 1 | 3 |  | 1 | 24
| Rooms | 16 | 1 | 5.6 |  | 1 | 89.6
| Window side gems | 16 | 1 | 0.2 |  | 0.15 | 0.48
| Window(Deduction) | -8 | 1 | 1.8 |  | 0.2 | -2.88
| Corner room | 8 | 1 | 3 |  | 1 | 24
| Corner room | 16 | 1 | 5.6 |  | 1 | 89.6
| Window gems | 16 | 1 | 0.2 |  | 0.15 | 0.48
| Window(Deduction) | -8 | 1 | 1.8 |  | 0.2 | -2.88
| Corridor rooms wall(C14-C17/C26-C48/C52-C55/C21-C43)) | 4 | 1 | 15.92 |  | 1 | 63.68
| Corridor rooms walls (Door deduction) | -20 | 1 | 1.05 |  | 1 | -21
| Room side Outer wall(C3-C14/C6-C17/C26-C27/C48-C49/C55-C68/C20-C21) | 6 | 1 | 4.995 |  | 1 | 29.97
| C52-C65 | 1 | 1 | 6.1 |  | 1 | 6.1
| C49 | 1 | 1 | 0.965 |  | 1 | 0.965
| Corridor parapet wall(C22-C25/C25-C47/C44-C47/C22-C44) | 4 | 1 | 15.92 |  | 1 | 63.68
| Space for drying clothes area gallery(C8-C13/C12-C13/C56-C61) | 3 | 1 | 5 |  | 1 | 15
| Door deduction | -2 | 1 | 1.05 |  | 1 | -2.1
| C56-C58 | 1 | 1 | 8.07 |  | 1 | 8.07
| Gallery jali area | 5 | 1 | 1.7 |  | 1 | 8.5
| Gallery jali area | 10 | 1 | 0.125 |  | 0.7 | 0.875
| Near lift area(C43) | 1 | 1 | 2.115 |  | 1 | 2.115
Third floor
| Center Room | 4 | 1 | 3 |  | 1 | 12
| Center Room | 8 | 1 | 5.6 |  | 1 | 44.8
| Window side gems | 8 | 1 | 0.2 |  | 0.15 | 0.24
| Window(Deduction) | -4 | 1 | 1.8 |  | 0.2 | -1.44
| Rooms | 8 | 1 | 3 |  | 1 | 24
| Rooms | 16 | 1 | 5.6 |  | 1 | 89.6
| Window side gems | 16 | 1 | 0.2 |  | 0.15 | 0.48
| Window(Deduction) | -8 | 1 | 1.8 |  | 0.2 | -2.88
| Corner room | 8 | 1 | 3 |  | 1 | 24
| Corner room | 16 | 1 | 5.6 |  | 1 | 89.6
| Window gems | 16 | 1 | 0.2 |  | 0.15 | 0.48
| Window(Deduction) | -8 | 1 | 1.8 |  | 0.2 | -2.88
| Corridor rooms wall(C14-C17/C26-C48/C52-C55/C21-C43)) | 4 | 1 | 15.92 |  | 1 | 63.68
| Corridor rooms walls (Door deduction) | -20 | 1 | 1.05 |  | 1 | -21
| Room side Outer wall(C3-C14/C6-C17/C26-C27/C48-C49/C55-C68/C20-C21) | 6 | 1 | 4.995 |  | 1 | 29.97
| C52-C65 | 1 | 1 | 6.1 |  | 1 | 6.1
| C49 | 1 | 1 | 0.965 |  | 1 | 0.965
| Corridor parapet wall(C22-C25/C25-C47/C44-C47/C22-C44) | 4 | 1 | 15.92 |  | 1 | 63.68
| Space for drying clothes area gallery(C8-C13/C12-C13/C56-C61) | 3 | 1 | 5 |  | 1 | 15
| Door deduction | -2 | 1 | 1.05 |  | 1 | -2.1
| C56-C58 | 1 | 1 | 8.07 |  | 1 | 8.07
| Gallery jali area | 5 | 1 | 1.7 |  | 1 | 8.5
| Gallery jali area | 10 | 1 | 0.125 |  | 0.7 | 0.875
| Near lift area(C43) | 1 | 1 | 2.115 |  | 1 | 2.115
Second floor
| Center Room | 4 | 1 | 3 |  | 1 | 12
| Center Room | 8 | 1 | 5.6 |  | 1 | 44.8
| Window side gems | 8 | 1 | 0.2 |  | 0.15 | 0.24
| Window(Deduction) | -4 | 1 | 1.8 |  | 0.2 | -1.44
| Rooms | 8 | 1 | 3 |  | 1 | 24
| Rooms | 16 | 1 | 5.6 |  | 1 | 89.6
| Window side gems | 16 | 1 | 0.2 |  | 0.15 | 0.48
| Window(Deduction) | -8 | 1 | 1.8 |  | 0.2 | -2.88
| Corner room | 8 | 1 | 3 |  | 1 | 24
| Corner room | 16 | 1 | 5.6 |  | 1 | 89.6
| Window gems | 16 | 1 | 0.2 |  | 0.15 | 0.48
| Window(Deduction) | -8 | 1 | 1.8 |  | 0.2 | -2.88
| Corridor rooms wall(C14-C17/C26-C48/C52-C55/C21-C43)) | 4 | 1 | 15.92 |  | 1 | 63.68
| Corridor rooms walls (Door deduction) | -20 | 1 | 1.05 |  | 1 | -21
| Room side Outer wall(C3-C14/C6-C17/C26-C27/C48-C49/C55-C68/C20-C21) | 6 | 1 | 4.995 |  | 1 | 29.97
| C52-C65 | 1 | 1 | 6.1 |  | 1 | 6.1
| C49 | 1 | 1 | 0.965 |  | 1 | 0.965
| Corridor parapet wall(C22-C25/C25-C47/C44-C47/C22-C44) | 4 | 1 | 15.92 |  | 1 | 63.68
| Space for drying clothes area gallery(C8-C13/C12-C13/C56-C61) | 3 | 1 | 5 |  | 1 | 15
| Door deduction | -2 | 1 | 1.05 |  | 1 | -2.1
| C56-C58 | 1 | 1 | 8.07 |  | 1 | 8.07
| Gallery jali area | 5 | 1 | 1.7 |  | 1 | 8.5
| Gallery jali area | 10 | 1 | 0.125 |  | 0.7 | 0.875
| Near lift area(C43) | 1 | 1 | 2.115 |  | 1 | 2.115
First floor
| Center Room | 4 | 1 | 3 |  | 1 | 12
| Center Room | 8 | 1 | 5.6 |  | 1 | 44.8
| Window side gems | 8 | 1 | 0.2 |  | 0.15 | 0.24
| Window(Deduction) | -4 | 1 | 1.8 |  | 0.2 | -1.44
| Rooms | 8 | 1 | 3 |  | 1 | 24
| Rooms | 16 | 1 | 5.6 |  | 1 | 89.6
| Window side gems | 16 | 1 | 0.2 |  | 0.15 | 0.48
| Window(Deduction) | -8 | 1 | 1.8 |  | 0.2 | -2.88
| Corner room | 8 | 1 | 3 |  | 1 | 24
| Corner room | 16 | 1 | 5.6 |  | 1 | 89.6
| Window gems | 16 | 1 | 0.2 |  | 0.15 | 0.48
| Window(Deduction) | -8 | 1 | 1.8 |  | 0.2 | -2.88
| Corridor rooms wall(C14-C17/C26-C48/C52-C55/C21-C43)) | 4 | 1 | 15.92 |  | 1 | 63.68
| Corridor rooms walls (Door deduction) | -20 | 1 | 1.05 |  | 1 | -21
| Room side Outer wall(C3-C14/C6-C17/C26-C27/C48-C49/C55-C68/C20-C21) | 6 | 1 | 4.995 |  | 1 | 29.97
| C52-C65 | 1 | 1 | 6.1 |  | 1 | 6.1
| C49 | 1 | 1 | 0.965 |  | 1 | 0.965
| Corridor parapet wall(C22-C25/C25-C47/C44-C47/C22-C44) | 4 | 1 | 15.92 |  | 1 | 63.68
| Space for drying clothes area gallery(C8-C13/C12-C13/C56-C61) | 3 | 1 | 5 |  | 1 | 15
| Door deduction | -2 | 1 | 1.05 |  | 1 | -2.1
| C56-C58 | 1 | 1 | 8.07 |  | 1 | 8.07
| Gallery jali area | 5 | 1 | 1.7 |  | 1 | 8.5
| Gallery jali area | 10 | 1 | 0.125 |  | 0.7 | 0.875
| Near lift area(C43) | 1 | 1 | 2.115 |  | 1 | 2.115
Ground floor
| Rooms | 8 | 1 | 3 |  | 1 | 24
| Center Room | 16 | 1 | 5.6 |  | 1 | 89.6
| Window side gems | 16 | 1 | 0.2 |  | 0.15 | 0.48
| Window(Deduction) | -4 | 1 | 1.8 |  | 0.2 | -1.44
| Kitchen area enamel | 2 | 1 | 6.09 |  | 1 | 12.18
| Kitchen area enamel | 2 | 1 | 5.6 |  | 1 | 11.2
| Window side jamb | -4 | 1 | 0.2 |  | 0.13 | -0.104
| Window(Deduction) | -2 | 1 | 1.8 |  | 0.2 | -0.72
| Door deduction | -1 | 1 | 1.05 |  | 1 | -1.05
| Locker luggage room | 2 | 1 | 9.23 |  | 1 | 18.46
| Locker luggage room | 2 | 1 | 5.6 |  | 1 | 11.2
| Window jamb | 4 | 1 | 0.2 |  | 0.13 | 0.104
| Window jamb | 2 | 1 | 0.2 |  | 0.15 | 0.06
| Window deduction | -1 | 1 | 1.8 |  | 0.2 | -0.36
| Locker luugage room column | 4 | 1 | 0.48 |  | 1 | 1.92
| Warden room | 2 | 1 | 3.55 |  | 1 | 7.1
| Warden room | 2 | 1 | 5.6 |  | 1 | 11.2
| Window jamb | 2 | 1 | 0.2 |  | 0.13 | 0.052
| Door deduction | -1 | 1 | 1.05 |  | 1 | -1.05
| Mess area | 1 | 1 | 15.45 |  | 1 | 15.45
| Column | 4 | 1 | 0.36 |  | 1 | 1.44
| Columm | 2 | 1 | 1.8 |  | 1 | 3.6
| Window deduction enamel | -5 | 1 | 1.8 |  | 0.2 | -1.8
| Window jamb enamel | 6 | 1 | 0.2 |  | 0.13 | 0.156
| Window jamb enamel | 4 | 1 | 0.2 |  | 0.15 | 0.12
| Near Mess area wall | 1 | 1 | 1.5 |  | 1 | 1.5
| Corridor rooms wall(C14-C17/C26-C48/C52-C55/C21-C43)) | 4 | 1 | 15.92 |  | 1 | 63.68
| Corridor rooms walls (Door deduction) | -11 | 1 | 1.05 |  | 1 | -11.55
| Corridor rooms walls (Door deduction) | -1 | 1 | 0.9 |  | 1 | -0.9
| Room side Outer wall(C3-C14/C6-C17/C26-C27/C48-C49/C55-C68/C20-C21) | 6 | 1 | 4.995 |  | 1 | 29.97
| C52-C65 | 1 | 1 | 6.1 |  | 1 | 6.1
| C49 | 1 | 1 | 0.965 |  | 1 | 0.965
| Corridor parapet wall(C22-C25/C25-C47/C44-C47/C22-C44) | 4 | 1 | 15.92 |  | 1 | 63.68
| Opening deduction | -8 | 1 | 5.3 |  | 1 | -42.4
| Opening deduction | -4 | 1 | 2.17 |  | 1 | -8.68
| Space for drying clothes area gallery(C8-C13/C12-C13/C56-C61) | 3 | 1 | 5 |  | 1 | 15
| Door deduction | -2 | 1 | 1.05 |  | 1 | -2.1
| C56-C58 | 1 | 1 | 8.07 |  | 1 | 8.07
| Gallery jali area | 5 | 1 | 1.7 |  | 1 | 8.5
| Gallery jali area | 10 | 1 | 0.125 |  | 0.7 | 0.875
| Near lift area(C43) | 1 | 1 | 2.115 |  | 1 | 2.115
Lift stairacse enamel
1st to sixth floor
| 1st flight wall | 6 | 1 | 1.44 |  | 1.02 | 8.8128
| Landing deduction | 6 | 1 | 4.96 |  | 1 | 29.76
| 2nd flight | 6 | 1 | 3.84 |  | 1 | 23.04
| 3rd fight | 6 | 1 | 2.76 |  | 1 | 16.56
| wall | 6 | 1 | 1.17 |  | 1.1 | 7.722
| Sixth floor to terrace | [5 empty] | 0
| 1st flight wall | 1 | 1 | 1.44 |  | 1.02 | 1.4688
| Landing deduction | 1 | 1 | 4.96 |  | 1 | 4.96
| 2nd flight | 1 | 1 | 3.84 |  | 1 | 3.84
| 3rd fight | 1 | 1 | 2.85 |  | 1 | 2.85
| Gallery jali | 7 | 5 | 6 |  | 0.14 | 29.4
| Panel room Wall(C9-C10) | 7 | 1 | 4.02 |  | 1.1 | 30.954
| Panel room Wall(C10-C19) | 7 | 1 | 4.33 |  | 1.1 | 33.341
| Panel room Wall(C18-C19) | 7 | 1 | 4.21 |  | 3.175 | 93.5672
| Panel room Wall(C9-C18) | 7 | 1 | 4.33 |  | 3.175 | 96.2343
| Door deduction | -7 | 1 | 1.05 |  | 2.275 | -16.7213
| Panel room beams | 7 | 1 | 4.02 |  | 0.6 | 16.884
| Panel room beams | 7 | 1 | 4.33 |  | 0.6 | 18.186
| Connecting corridor parapet wall | 2 | 1 | 12.32 |  | 1 | 24.64
| Connecting corridor parapet wall | 2 | 4 | 12.32 |  | 1 | 98.56
| Door area | 1 | 1 | 6.34 |  | 1.3 | 8.242
| Deduction door | -1 | 1 | 2.4 |  | 0.93 | -2.232
| Column | 4 | 5 | 0.69 |  | 1.67 | 23.046
| Column | 1 | 5 | 0.94 |  | 1.67 | 7.849
| Shaft column | 1 | 5 | 1.35 |  | 1.67 | 11.2725
| Column | 2 | 5 | 0.97 |  | 1.67 | 16.199
| Connecting gallery beam(L) | 2 | 5 | 1.66 |  | 0.6 | 9.96
| Beam bottom/Connecting gallery | 1 | 5 | 1.75 |  | 0.33 | 2.8875
| Beam bottom/Connecting gallery | 1 | 5 | 1.985 |  | 0.33 | 3.2753
| Beam bottom/Connecting gallery | 2 | 5 | 6.34 |  | 0.33 | 20.922
| Beam bottom/Connecting gallery | 2 | 5 | 1.93 |  | 0.33 | 6.369
| Beam latak | 2 | 5 | 2.16 |  | 0.3 | 6.48
| Beam latak | 2 | 5 | 6.3 |  | 0.3 | 18.9
| Beam latak | 2 | 5 | 2.05 |  | 0.3 | 6.15
| Beam bottom/Connecting gallery | 1 | 5 | 1.62 |  | 0.3 | 2.43
| Connecting gallery beam/Center | 2 | 5 | 1.66 |  | 0.6 | 9.96
Fire escape staircase
Ground to first floor
| Back side gate | 1 | 1 | 2.98 |  | 1.66 | 4.9468
| Ded gate | 1 | 1 | 1.18 |  | 2.67 | 3.1506
| Door gems | 1 | 1 | 6.52 |  | 0.27 | 1.7604
| Column | 1 | 1 | 0.53 |  | 1.68 | 0.8904
| Column | 1 | 1 | 0.39 |  | 2.68 | 1.0452
| L colmun | 1 | 1 | 0.52 |  | 1.65 | 0.858
| Near gate column | 1 | 1 | 0.8 |  | 2.82 | 2.256
| Wall | 1 | 1 | 2.9 |  | 1 | 2.9
| L wall | 1 | 1 | 5.6 |  | 1 | 5.6
| Back sside wall(Near gate) | 1 | 1 | 2.62 |  | 0.72 | 1.8864
| Ground floor wall | 1 | 1 | 10.51 |  | 1.31 | 13.7681
| Staircase wall | 1 | 1 | 2.95 |  | 0.63 | 1.8585
| 1st flight | 1 | 1 | 2.36 |  | 2.74 | 6.4664
| Landing wall | 1 | 1 | 8.05 |  | 1.62 | 13.041
| 2nd flight | 1 | 1 | 3.12 |  | 1.32 | 4.1184
| Column | 2 | 1 | 1.02 |  | 1.34 | 2.7336
| Deduction beam | -2 | 1 | 0.3 |  | 0.3 | -0.18
| 1st floor to sixth floor | [5 empty] | 0
| Column | 6 | 1 | 2.91 |  | 1 | 17.46
| Column | 6 | 1 | 0.56 |  | 1.67 | 5.6112
| L wall | 6 | 1 | 7.805 |  | 1 | 46.83
| Beam tuck | 6 | 1 | 1.15 |  | 0.15 | 1.035
| Column | 5 | 1 | 1.34 |  | 1.7 | 11.39
| Tapered wall | 12 | 1 | 3.4 |  | 0.97 | 39.576
| Tapered wall | 12 | 1 | 1.77 |  | 1 | 21.24
| wall | 6 | 1 | 4.3 |  | 1 | 25.8
| Column | 10 | 1 | 1 |  | 1.96 | 19.6
| Deduction beam | -10 | 1 | 0.3 |  | 0.3 | -0.9
| Column | 5 | 1 | 0.36 |  | 2.64 | 4.752
| Column | 5 | 1 | 0.36 |  | 2.83 | 5.094
| Column | 5 | 1 | 0.35 |  | 1.64 | 2.87
| Sixth floor to terrace | [5 empty] | 0
| Column | 2 | 1 | 0.99 |  | 3.33 | 6.5934
| Ded | -2 | 1 | 0.3 |  | 0.3 | -0.18
| Ded | -3 | 1 | 0.3 |  | 0.48 | -0.432
| Column | 1 | 1 | 0.36 |  | 2.66 | 0.9576
| Column | 1 | 1 | 0.67 |  | 5.8 | 3.886
| Ded | -1 | 1 | 0.25 |  | 0.86 | -0.215
| ded beam | -1 | 1 | 0.3 |  | 0.3 | -0.09
| Column | 1 | 1 | 0.43 |  | 2.6 | 1.118
| Column | 1 | 1 | 0.35 |  | 1.37 | 0.4795
| Fire escape terrace entry wall | 1 | 1 | 4.28 |  | 3.27 | 13.9956
| Step ded | -1 | 1 | 1.8 |  | 0.4 | -0.72
| Door ded | -1 | 1 | 0.98 |  | 1.95 | -1.911
| Door gems terrace | 1 | 1 | 4.9 |  | 0.3 | 1.47
| water tank cooler room wall | 3 | 1 | 11.22 |  | 1.97 | 66.3102
| Door deduction | -3 | 1 | 1.97 |  | 1 | -5.91
| Window deduction | -2 | 1 | 1.28 |  | 0.67 | -1.7152
| Window gems | 2 | 1 | 3.88 |  | 0.15 | 1.164
| Fire escape terrace entry wall | 1 | 1 | 4.97 |  | 2.6 | 12.922
| Door ded | -1 | 1 | 0.98 |  | 1.95 | -1.911
| Column | -2 | 1 | 0.28 |  | 0.3 | -0.168
0
| Connecting gallery parapet wall | 1 | 2 | 10.98 |  | 1 | 21.96
| Courtyard parapet wall(C44-C47/C22-C44/C22-C25/C25-C47) | 1 | 4 | 15.92 |  | 1 | 63.68
| On grid 5/K to J | 3 | 1 | 15.29 |  | 1 | 45.87
| Column(C66/C67/C33/C39) | 12 | 1 | 0.37 |  | 1 | 4.44
| C68 | 1 | 1 | 1.07 |  | 1 | 1.07
| On grid 6/G to F | 1 | 1 | 1.93 |  | 1 | 1.93
| On grid F/4 To 6 | 1 | 1 | 2.76 |  | 1 | 2.76
| On grid 4 | 1 | 1 | 4.74 |  | 1 | 4.74
| n grid E /4 to 5 | 2 | 1 | 1.835 |  | 1 | 3.67
| Bathroom corner | 4 | 1 | 1.05 |  | 1 | 4.2
| On grid C /6 to 7 | 1 | 1 | 4.94 |  | 1 | 4.94
| On grid 8/B to d | 1 | 1 | 3.915 |  | 1 | 3.915
| C49 | 1 | 1 | 0.685 |  | 1 | 0.685
| C27 | 1 | 1 | 0.685 |  | 1 | 0.685
| On grid E/10 to 12 | 1 | 1 | 0.37 |  | 1 | 0.37
| On grid E/12 to 13 | 1 | 1 | 1.68 |  | 1 | 1.68
| On grid E/13 to 14 | 1 | 1 | 4.93 |  | 1 | 4.93
| On grid 14/E to G | 1 | 1 | 6.6 |  | 1 | 6.6
| C6 | 1 | 1 | 0.81 |  | 1 | 0.81
| C3 | 1 | 1 | 0.79 |  | 1 | 0.79
| On grid 14/L to K | 1 | 1 | 1.7 |  | 1 | 1.7
| C8 | 1 | 1 | 0.84 |  | 1 | 0.84
| On grid L/15 to 16 | 1 | 1 | 2.19 |  | 1 | 2.19
| On grid 16/M to L | 1 | 1 | 4.29 |  | 1 | 4.29
| On grid M/15 to 16 | 2 | 1 | 1.84 |  | 1 | 3.68
| On grid P/13 to 14 | 1 | 1 | 4.7 |  | 1 | 4.7
| On grid 13/m to P | 1 | 1 | 2.645 |  | 1 | 2.645
| On grid M/12 to 13 | 1 | 1 | 2.35 |  | 1 | 2.35
| Terrace shaft plaster | 4 | 2 | 1.98 |  | 1 | 15.84
| Terrace shaft plaster | 4 | 1 | 0.58 |  | 1 | 2.32
| Fire escape mumty top inner putty | 1 | 1 | 23.88 |  | 1 | 23.88
| Lift staircase mumty Putty | 1 | 1 | 30.43 |  | 0.35 | 10.6505
| Water tank top inner putty | 1 | 4 | 12.92 |  | 0.2 | 10.336
| Fire escape staircase | [5 empty] | 0
| Ground floor beam | 1 | 1 | 2.52 |  | 0.63 | 1.5876
| Ground floor beam | 1 | 1 | 1.65 |  | 0.9 | 1.485
| Ground floor beam | 1 | 1 | 4.5 |  | 0.3 | 1.35
| Ground floor beam | 1 | 1 | 4.3 |  | 0.3 | 1.29
| Ground floor beam | 1 | 1 | 1.8 |  | 0.15 | 0.27
| Ground floor beam | 1 | 1 | 2.65 |  | 0.33 | 0.8745
| Ground floor beam | 1 | 1 | 0.26 |  | 0.8 | 0.208
| Ground floor beam/L beam | 1 | 1 | 5.33 |  | 0.66 | 3.5178
| Beam tapered | 1 | 1 | 4.77 |  | 0.28 | 1.3356
| Beam tapered | 1 | 1 | 3.2 |  | 0.29 | 0.928
| Beam | 1 | 1 | 4.32 |  | 0.63 | 2.7216
| Ground floor slab | 1 | 1 | 2.955 |  | 1.7 | 5.0235
| Ground floor slab | 1 | 1 | 4.5 |  | 1.7 | 7.65
| Slab 1st Flight | 1 | 1 | 5.35 |  | 1.82 | 9.737
| slab 2nd Flight | 1 | 1 | 4.37 |  | 1.82 | 7.9534
| Mid flight | 1 | 1 | 0.82 |  | 1.8 | 1.476
1st floor to Sixth floor
| Beam | 6 | 1 | 0.9 |  | 1.7 | 9.18
| Beam | 6 | 1 | 2.51 |  | 0.63 | 9.4878
| L beam | 6 | 1 | 7.46 |  | 0.63 | 28.1988
| Beam | 6 | 1 | 4.33 |  | 0.9 | 23.382
| Tapered beam | 11 | 1 | 4.57 |  | 0.6 | 30.162
| Beam | 5 | 1 | 4.33 |  | 0.6 | 12.99
| Slab | 6 | 1 | 2.955 |  | 1.7 | 30.141
| Slab | 6 | 1 | 4.5 |  | 1.7 | 45.9
| Stairslab upside and downside | 12 | 1 | 5.13 |  | 1.84 | 113.2704
| Stairslab | 12 | 1 | 0.81 |  | 1.84 | 17.8848
| Sixth floor to terrace | [5 empty] | 0
| Fire escape mumty beam | 2 | 1 | 4.25 |  | 0.6 | 5.1
| Fire escape mumty beam | 1 | 1 | 4.27 |  | 0.3 | 1.281
| Mumty slab | 1 | 1 | 5.42 |  | 4.47 | 24.2274
Water tank
| Beow water tank | 3 | 1 | 2.24 |  | 1.42 | 9.5424
| Ded column | -1 | 1 | 0.35 |  | 0.3 | -0.105
| Beow water tank | 1 | 1 | 2.25 |  | 5.22 | 11.745
| Ded column | -2 | 1 | 0.68 |  | 0.28 | -0.3808
| Ded column | -1 | 1 | 0.25 |  | 0.25 | -0.0625
| Water tank cooler room | 3 | 1 | 1.93 |  | 3.56 | 20.6124
| Fire escape terrace opening slab | 1 | 1 | 4.97 |  | 1.98 | 9.8406
| Beam | 1 | 1 | 4.97 |  | 0.3 | 1.491
| Beam | 2 | 1 | 1.98 |  | 0.3 | 1.188
[6 empty] | Total | 4816.255 | Sqm
07.07 | New work (Two or more coats applied @ 3.28 ltr/10 sqm) over and including priming coat of exterior primer applied @ 2.20kg/ 10 sqm
| Bathroom pillar | 7 | 4 | 2.2 |  | 0.24 | 14.784
| Bathroom pillar slab | 7 | 2 | 1.05 |  | 1.05 | 15.435
| Bathroom pillar beam | 7 | 4 | 1.69 |  | 0.545 | 25.7894
| Bathroom exhaust gem | 7 | 4 | 2 |  | 0.26 | 14.56
| Bathroom ventilation gems | 7 | 4 | 5.5 |  | 0.33 | 50.82
| Courtyard beam | 7 | 1 | 12.77 |  | 0.28 | 25.0292
| Window | 12 | 6 | 1.8 |  | 0.38 | 49.248
| Window | 8 | 6 | 1.8 |  | 0.15 | 12.96
| Window | 5 | 4 | 1.8 |  | 0.15 | 5.4
| Chajja | 8 | 6 | 2.13 |  | 0.45 | 46.008
| Chajja | 5 | 4 | 2.13 |  | 0.45 | 19.17
[6 empty] | Total | 279.2036
07.09 | Washed stone grit plaster in two layers, under layer 15mm thick rough cement plaster 1:4 (1 cement : 4 coarse sand) mixed with water proofing compound, applying cement slurry on the under layer @ 2 kg of cement per square meter, top layer 15 mm cement plaster 1:½:2 (1 white cement : ½ coarse sand : 2 stone chipping 10 mm nominal size) in panels, including providing and fixing Aluminum C-Channels of size 10mm x 15mm as per approved pattern, repair to the edges of panels and finishing the grooves, scrubbing and washing to top layer with brushes and water to expose the stone chipping etc. complete as required. (The quoted rate to include making drip moulds etc. as required) .
Grit wash inner courtyard
| Courtyard parapet(Grid K to J/H to F/11 to 12/8 to 9) | 8 | 6 | 5.3 |  | 2.245 | 571.128
| Courtyard parapet(Grid K to J/H to F/11 to 12/8 to 9) | 8 | 1 | 5.3 |  | 0.29 | 12.296
| Courtyard parapet(Grid J to H/10 to 11) | 4 | 6 | 2.17 |  | 2.245 | 116.9196
| Courtyard parapet(Grid J to H/10 to 11) | 4 | 1 | 2.17 |  | 0.29 | 2.5172
| Inner Elevation box | 8 | 7 | 2.12 |  | 3.3 | 391.776
| Inner Elevation box(Terrace) | 8 | 1 | 2.12 |  | 1.1 | 18.656
| Inner Elevation box(Below ground floor level) | 8 | 1 | 2.12 |  | 0.29 | 4.9184
| L Column | 4 | 7 | 0.66 |  | 3.3 | 60.984
| L Column | 4 | 1 | 0.66 |  | 1.1 | 2.904
| L Column(Below ground floor level) | 4 | 1 | 0.66 |  | 0.29 | 0.7656
| Inner courtyard terrace gritwash(Grid K to J/H to F/11 to 12/8 to 9) | 8 | 1 | 5.3 |  | 2.07 | 87.768
| Inner courtyard terrace gritwash(Grid J to H/10 to 11) | 4 | 1 | 2.17 |  | 2.07 | 17.9676
| Inner elevation box beam tuck deduction | -16 | 6 | 1.11 |  | 0.135 | -14.3856
| L Column deduction beam tuck | -8 | 6 | 1.11 |  | 0.135 | -7.1928
| Total Grit wash inner courtyard | [5 empty] | 0
| Connecting gallery gritwash | [5 empty] | 0
| Grit wash(Second floor)(Grid 1 to 3/3 to 5) | 2 | 1 | 1.98 |  | 1.1 | 4.356
| Grit wash(Second floor)Main gate(Grid 2 to 3) | 1 | 1 | 6.34 |  | 2.03 | 12.8702
| Deduction door | -1 | 1 | 2.4 |  | 1.83 | -4.392
| Door gems gritwash | 2 | 1 | 2.03 |  | 0.12 | 0.4872
| Box column(CB11) | 5 | 1 | 0.6 |  | 3.3 | 9.9
| Box column(CB2) | 5 | 1 | 0.66 |  | 3.3 | 10.89
| Box column(CB11) | 1 | 1 | 0.6 |  | 1.1 | 0.66
| Box column(CB2) | 1 | 1 | 0.66 |  | 1.1 | 0.726
| Deduction beam tuck | -5 | 2 | 1.6 |  | 0.1 | -1.6
| CB8/CB5(Grid 2 to 3) | 5 | 2 | 0.84 |  | 3.3 | 27.72
| CB8/CB5(Grid 2 to 3)(Terrace) | 1 | 2 | 1.6 |  | 1.1 | 3.52
| CB8/CB5 | -5 | 4 | 0.17 |  | 1.6 | -5.44
| Grit wash(Grid 1 to 2/3 to 5) | 5 | 2 | 1.98 |  | 1.6 | 31.68
| Grit wash(Grid 2 to 3) | 5 | 1 | 6.34 |  | 1.6 | 50.72
Building Left side
| Lift left side grit wash(On grid 5/M to L) | 1 | 1 | 5.3 |  | 20.77 | 110.081
| Lift front wall (Grid 5 to 8) | 1 | 1 | 7.237 |  | 27.675 | 200.284
| Grit wash(C42) Shaft | 1 | 1 | 0.53 |  | 4.2 | 2.226
| Grit wash(C42) Shaft | 1 | 1 | 0.115 |  | 3.1 | 0.3565
| Grit wash front side(Grid 8 to 12) | 1 | 1 | 16.35 |  | 24.5 | 400.575
| Window deduction | -35 | 1 | 1.8 |  | 1.2 | -75.6
| Grit wash window gems | 18 | 2 | 0.47 |  | 1.2 | 20.304
| Grit wash window gems | 17 | 2 | 0.16 |  | 1.2 | 6.528
| Outer box side gems | 2 | 1 | 20.1 |  | 0.32 | 12.864
| Front side shaft (C42) | 1 | 1 | 24.65 |  | 0.37 | 9.1205
| On grid N(C20) | 1 | 1 | 24.65 |  | 0.33 | 8.1345
| Shaft(C20) | 1 | 1 | 24.65 |  | 0.78 | 19.227
| Chajja Gritwash | 17 | 1 | 0.9 |  | 0.15 | 2.295
| Grit wash mumty(On grid 8/N to K) | 1 | 1 | 7.52 |  | 4.1 | 30.832
| Door deduction | -1 | 1 | 1.08 |  | 1.95 | -2.106
| Side gems(C44) | 1 | 1 | 3.1 |  | 0.6 | 1.86
| Side gems(C44) | 1 | 1 | 3.1 |  | 1 | 3.1
| On grid K/5 to 8 | 1 | 1 | 7.21 |  | 4.1 | 29.561
| Deduction window | -2 | 1 | 1.35 |  | 1.2 | -3.24
| Door deduction | 1 | 1 | 1.9 |  | 1.5 | 2.85
| C65 Column | 1 | 1 | 0.6 |  | 4.1 | 2.46
| Gem deduction | -1 | 1 | 0.28 |  | 1 | -0.28
| On grid 5/L to K | 1 | 1 | 2.1 |  | 4.1 | 8.61
| Door deduction | -1 | 1 | 1.1 |  | 2 | -2.2
| On grid M/12 to 13 | 5 | 1 | 1.3 |  | 24.5 | 159.25
| Deduction(Gallery jali) | -7 | 5 | 1.1 |  | 2.55 | -98.175
| On grid13/M to P/On grid L/14 to 16/On grid F/3 to 6 | 3 | 1 | 2.83 |  | 24.5 | 208.005
| C7-C11/C1-C2/C58-C62/C69-C70 | 2 | 2 | 5.28 |  | 24.5 | 517.44
| On grid 14/N to P/On grid M 15 to 16 | 2 | 2 | 1.77 |  | 24.5 | 173.46
| Bathroom jali area | 2 | 2 | 1.08 |  | 24.5 | 105.84
| Deduction bathroom jali | -7 | 4 | 2.2 |  | 0.8 | -49.28
| Bathroom jali gem | 7 | 4 | 2.2 |  | 0.3 | 18.48
| Shaft(C3) | 1 | 1 | 0.78 |  | 24.5 | 19.11
| On grid K/C3 | 1 | 1 | 0.33 |  | 24.5 | 8.085
| On grid G/C68 | 1 | 1 | 0.33 |  | 24.5 | 8.085
| Shaft(C68) | 1 | 1 | 0.78 |  | 24.5 | 19.11
| On grid 5/G to K | 1 | 1 | 15.635 |  | 24.5 | 383.0575
| Window deduction | -35 | 1 | 1.8 |  | 1.2 | -75.6
| Grit wash window gems | 18 | 2 | 0.47 |  | 1.2 | 20.304
| Grit wash window gems | 17 | 2 | 0.16 |  | 1.2 | 6.528
| Outer box side gems | 2 | 1 | 20.1 |  | 0.32 | 12.864
| Chajja Gritwash | 17 | 1 | 0.9 |  | 0.15 | 2.295
| On grid 5/CB3 | 1 | 1 | 0.5 |  | 24.5 | 12.25
Water tank gritwash
| Buiding left side | 2 | 2 | 5.34 |  | 6.3 | 134.568
| Door gems | 2 | 2 | 3.48 |  | 0.007 | 0.09744
| Deduction door | -2 | 1 | 1.02 |  | 2.05 | -4.182
| Opening deduction | -2 | 1 | 1.49 |  | 2.05 | -6.109
| Tank back side | 2 | 1 | 1.98 |  | 6.2 | 24.552
| Tank back side | 2 | 1 | 2.01 |  | 6.2 | 24.924
| Tank corridor | 2 | 1 | 2.24 |  | 2.05 | 9.184
| Tank front side | 2 | 1 | 4.95 |  | 6.2 | 61.38
| Offset top | 2 | 1 | 0.075 |  | 0.38 | 0.057
| Column | 2 | 1 | 0.32 |  | 2.65 | 1.696
| Deduction opening | -2 | 1 | 1.08 |  | 2.15 | -4.644
| Tank front side | 2 | 1 | 5 |  | 6.2 | 62
| Offset | 2 | 1 | 0.0075 |  | 0.38 | 0.0057
| Column | 2 | 1 | 0.32 |  | 2.65 | 1.696
| Deduction opening | -2 | 1 | 1.08 |  | 2.05 | -4.428
| Gems | 2 | 1 | 0.36 |  | 2.05 | 1.476
| Opening top | 2 | 1 | 0.66 |  | 0.075 | 0.099
| Front water cooler room wall | 2 | 1 | 2.24 |  | 2 | 8.96
| Deduction window | -2 | 1 | 1.3 |  | 0.67 | -1.742
| Front column | 2 | 2 | 0.36 |  | 1.72 | 2.4768
| Column top | 2 | 2 | 0.36 |  | 0.31 | 0.4464
| Column side face | 2 | 2 | 0.31 |  | 1.72 | 2.1328
| Column | 2 | 2 | 0.36 |  | 1.08 | 1.5552
| Column gem | 2 | 2 | 0.11 |  | 0.95 | 0.418
| Column 2 | 2 | 2 | 0.37 |  | 2.38 | 3.5224
| Column | 2 | 2 | 0.31 |  | 1.73 | 2.1452
| Column | 2 | 2 | 0.41 |  | 2.8 | 4.592
| Offset | 2 | 2 | 0.07 |  | 0.68 | 0.1904
| Column back side | 2 | 2 | 0.36 |  | 1.06 | 1.5264
| Offset | 2 | 2 | 0.08 |  | 1 | 0.32
| Column | 2 | 2 | 0.66 |  | 1.73 | 4.5672
| Offset | 2 | 2 | 0.07 |  | 1 | 0.28
| Tank front side | 2 | 2 | 2.24 |  | 4.3 | 38.528
| Deduction | -1 | 1 | 4.68 |  | 2.05 | -9.594
| Deduction | -1 | 1 | 4.25 |  | 2.05 | -8.7125
| Connecting gallery gritwash (Back side) | [5 empty] | 0
| Grid (1 to 2/3 to 5) | 1 | 2 | 1.9 |  | 1.8 | 6.84
| Grid(2 to 3) | 1 | 1 | 6.29 |  | 1.8 | 11.322
| Grid (1 to 2/3 to 5) | 5 | 2 | 1.9 |  | 1.6 | 30.4
| Grid(2 to 3) | 5 | 1 | 6.29 |  | 1.6 | 50.32
| Column | 1 | 1 | 1.33 |  | 17.8 | 23.674
| Column | 1 | 1 | 0.84 |  | 17.8 | 14.952
| Deduction beam tuck | -5 | 2 | 0.1 |  | 1.6 | -1.6
| Column | 1 | 1 | 0.53 |  | 17.8 | 9.434
| Side face | 1 | 1 | 0.07 |  | 17.8 | 1.246
| coloum jems | 5 | 1 | 1.67 |  | 0.18 | 1.503
| Deduction | -7 | 1 | 0.66 |  | 0.29 | -1.3398
| Water tank coloum | 1 | 1 | 1.61 |  | 0.36 | 0.5796
Building back side
| C9-C10/C10-C19 | 1 | 1 | 5.23 |  | 24.5 | 128.135
| deduction | -7 | 1 | 1.7 |  | 4.285 | -50.9915
| Shaft(C27) | 1 | 1 | 0.78 |  | 24.5 | 19.11
| O grid 12/C27 | 1 | 1 | 0.31 |  | 24.5 | 7.595
| On grid D/8 to 12 | 1 | 1 | 15.71 |  | 24.5 | 384.895
| Window deduction | -35 | 1 | 1.8 |  | 1.2 | -75.6
| Grit wash window gems | 18 | 2 | 0.47 |  | 1.2 | 20.304
| Grit wash window gems | 17 | 2 | 0.16 |  | 1.2 | 6.528
| Outer box side gems | 2 | 1 | 20.1 |  | 0.32 | 12.864
| Chajja Gritwash | 17 | 1 | 0.9 |  | 0.15 | 2.295
| C49 | 1 | 1 | 0.415 |  | 24.5 | 10.1675
| Side Gems(C49) | 7 | 1 | 1.7 |  | 0.16 | 1.904
| On grid 15/K to G | 1 | 1 | 15.95 |  | 24.5 | 390.775
| Window deduction | -35 | 1 | 1.8 |  | 1.2 | -75.6
| Grit wash window gems | 18 | 2 | 0.47 |  | 1.2 | 20.304
| Grit wash window gems | 17 | 2 | 0.16 |  | 1.2 | 6.528
| Outer box side gems | 2 | 1 | 20.1 |  | 0.32 | 12.864
| Chajja Gritwash | 17 | 1 | 0.9 |  | 0.15 | 2.295
| On grid G/C6 | 1 | 1 | 0.31 |  | 24.5 | 7.595
| Shaft(C6) | 1 | 1 | 0.78 |  | 24.5 | 19.11
| C9-C10/C10-C19 | 1 | 1 | 5.23 |  | 24.5 | 128.135
| deduction | -7 | 1 | 1.75 |  | 4 | -49
| Staircase(East side Ground floor) | 1 | 1 | 4.24 |  | 3.55 | 15.052
| Staircase(East side Ground floor Gems) | 2 | 1 | 4.24 |  | 0.11 | 0.9328
| Staircase(East side Ground floor Gems) | 2 | 1 | 1.17 |  | 0.11 | 0.2574
| Column | 2 | 1 | 0.65 |  | 25.9 | 33.67
| Grit wash staircase door/Jali area | 1 | 1 | 7.94 |  | 3 | 23.82
| Deduction door | -1 | 1 | 1.17 |  | 2.73 | -3.1941
| Deduction window | -1 | 1 | 5.39 |  | 1.67 | -9.0013
| Grit wash staircase door/Jali area | 7 | 1 | 7.94 |  | 1.77 | 98.3766
| Gems | 7 | 1 | 0.88 |  | 0.1 | 0.616
| Grit wash staircase north side(Ground floor) | 1 | 1 | 4.33 |  | 3.57 | 15.4581
| Grit wash staircase north side(Ground floor gems) | 2 | 1 | 4.33 |  | 0.14 | 1.2124
| Grit wash staircase north side(Ground floor gems) | 2 | 1 | 1.14 |  | 0.14 | 0.3192
| Grit wash staircase north side | 7 | 1 | 4.33 |  | 1.77 | 53.6487
| Column | 2 | 1 | 0.35 |  | 25.9 | 18.13
| Grit wash staircase west side(Ground floor) | 1 | 1 | 4.23 |  | 3.57 | 15.1011
| Grit wash staircase west side(Ground floor gems) | 2 | 1 | 4.23 |  | 0.12 | 1.0152
| Grit wash staircase west side(Ground floor gems) | 2 | 1 | 1.14 |  | 0.12 | 0.2736
| Grit wash staircase west side column | 2 | 1 | 0.66 |  | 25.9 | 34.188
| Grit wash staircase tapered wall | 7 | 2 | 4.62 |  | 1.83 | 118.3644
| Grit wash staircase tapered wall(Gems) | 6 | 2 | 1.03 |  | 0.13 | 1.6068
| Grit wash staircase tapered wall(Gems) | 6 | 2 | 1.17 |  | 0.13 | 1.8252
| Grit wash stairacse beam | 1 | 1 | 4.33 |  | 0.45 | 1.9485
| Grit wash stairacse beam(Tapered beam) | 1 | 1 | 4.62 |  | 0.45 | 2.079
| Staircase corridor gallery(Groun Floor) | 1 | 1 | 1.05 |  | 2.53 | 2.6565
| Staircase corridor gallery | 7 | 1 | 2.53 |  | 1.77 | 31.3467
| Fire exit stairacse corridor parapet | 1 | 1 | 24.84 |  | 1.55 | 38.502
[6 empty] | Total | 5577.8024 | Sqm
07.08 | Supplying & laying 25mm thick Gang Saw cut Red sand stone copping including cutting edge molding in Window ceill prepare coping etc.
| Terrace courtyard parapet wall | 4 | 1 | 15.98 |  | 0.3 | 19.176
| Terrace courtyard parapet wall | 8 | 1 | 1.27 |  | 0.36 | 3.6576
| Machine room parapet wall | 2 | 1 | 7.98 |  | 0.3 | 4.788
| Machine room parapet wall | 2 | 1 | 7.75 |  | 0.3 | 4.65
| Conneting gallery parapet wall | 2 | 1 | 10.25 |  | 0.31 | 6.355
| Column | 3 | 1 | 0.36 |  | 0.51 | 0.5508
| Column | 3 | 1 | 0.51 |  | 0.4 | 0.612
| Shaft column | 1 | 1 | 0.31 |  | 0.385 | 0.11935
| Shaft column | 1 | 1 | 0.43 |  | 0.27 | 0.1161
| Column | 1 | 1 | 0.51 |  | 0.74 | 0.3774
| Terrace outer parapet wall | 1 | 1 | 126.095 |  | 0.3 | 37.8285
| Shaft | 1 | 4 | 1.89 |  | 0.75 | 5.67
| Column | 1 | 1 | 0.4 |  | 0.39 | 0.156
| Column | 1 | 1 | 0.71 |  | 0.44 | 0.3124
| Column | 1 | 1 | 0.7 |  | 0.085 | 0.0595
| Column | 1 | 1 | 0.7 |  | 0.36 | 0.252
| Column | 1 | 1 | 0.36 |  | 0.38 | 0.1368
| Column | 1 | 1 | 0.68 |  | 0.36 | 0.2448
| Column | 1 | 1 | 0.355 |  | 0.425 | 0.15087
| Column | 1 | 1 | 0.36 |  | 0.62 | 0.2232
| Column | 1 | 1 | 0.44 |  | 0.39 | 0.1716
| Column | 1 | 1 | 1.36 |  | 0.36 | 0.4896
| Column | 1 | 1 | 0.72 |  | 0.45 | 0.324
| Column | 1 | 1 | 0.615 |  | 0.45 | 0.27675
| Column | 1 | 1 | 0.8 |  | 0.38 | 0.304
| Column | 1 | 1 | 0.4 |  | 0.4 | 0.16
| Column | 1 | 1 | 0.37 |  | 0.38 | 0.1406
| Column | 1 | 1 | 0.38 |  | 0.08 | 0.0304
| Column | 1 | 1 | 0.37 |  | 0.085 | 0.03145
| Column | 1 | 1 | 0.3 |  | 0.08 | 0.024
| Column | 1 | 1 | 0.445 |  | 0.36 | 0.1602
| Shaft | 1 | 1 | 0.67 |  | 0.68 | 0.4556
| Column | 1 | 8 | 0.369 |  | 0.38 | 1.1218
| Fire escape mumty parapet wall | 2 | 1 | 4.345 |  | 0.3 | 2.607
| Fire escape mumty parapet wall | 2 | 1 | 7.5 |  | 0.3 | 4.5
| Water tank parapet wall | 2 | 1 | 7.18 |  | 0.3 | 4.308
| Water tank parapet wall | 2 | 2 | 6.96 |  | 0.3 | 8.352
| Water tank parapet wall | 2 | 2 | 5.735 |  | 0.3 | 6.882
| Water tank parapet wall | 2 | 2 | 1.77 |  | 0.3 | 2.124
| Front side window sill | 1 | 18 | 1.8 |  | 0.58 | 18.792
| Front side window sill | 1 | 17 | 1.8 |  | 0.28 | 8.568
| Underground water tank side(Window sill) | 1 | 18 | 1.8 |  | 0.58 | 18.792
| Underground water tank side(Window sill) | 1 | 17 | 1.8 |  | 0.28 | 8.568
| Chajja | 1 | 17 | 2.18 |  | 0.5 | 18.53
| Chajja | 1 | 17 | 2.18 |  | 0.5 | 18.53
| Gallery jali area | 1 | 7 | 1.12 |  | 0.3 | 2.352
| Infront of machine room | 1 | 1 | 5.2 |  | 0.28 | 1.456
| Back side window sill | 1 | 18 | 1.8 |  | 0.58 | 18.792
| Back side window sill | 1 | 17 | 1.8 |  | 0.28 | 8.568
| Building right side(Window sill) | 1 | 18 | 1.8 |  | 0.58 | 18.792
| Building right side(Window sill) | 1 | 17 | 1.8 |  | 0.28 | 8.568
| Chajja | 1 | 17 | 2.18 |  | 0.5 | 18.53
| Chajja | 1 | 17 | 2.18 |  | 0.5 | 18.53
| Gallery jali area | 7 | 5 | 1.12 |  | 0.3 | 11.76
| Ventilation | 7 | 4 | 2.25 |  | 0.3 | 18.9
| Bathroom corner pillar stone | 7 | 4 | 0.77 |  | 0.3 | 6.468
| Panel room | 7 | 1 | 4.02 |  | 0.3 | 8.442
| Panel room | 7 | 1 | 4.3 |  | 0.3 | 9.03
| Expansin joint red stone(Connecting galllery) | 2 | 1 | 1.66 |  | 0.69 | 2.2908
| Machine room(Tread) | 7 | 1 | 1.15 |  | 0.34 | 2.737
| Machine room(Riser) | 7 | 1 | 1.15 |  | 0.34 | 2.737
| 2nd floor parapet wall stone | 1 | 1 | 6.3 |  | 0.355 | 2.2365
| 2nd floor parapet wall stone | 1 | 1 | 0.3 |  | 0.26 | 0.078
| Outer box sill stone | 4 | 1 | 9.46 |  | 0.3 | 11.352
| Terrace door sill | 1 | 1 | 1.51 |  | 0.19 | 0.2869
| machine room mumty inner window(2 Nos) | 2 | 1 | 1.2 |  | 0.16 | 0.384
[6 empty] | Total | 381.9695 | Sqm
07.12 | Supplying and laying 18-20mm thick jaislemer Yellow stone bands on wall side & coping over a base of mix 1:4 (white cement motar polishing as per design / pattern etc all complete as per drawings
| Courtyard parapet wall1st/2nd/3rd/4th/5th/6th floor | 6 | 4 | 12.77 |  | 0.26 | 79.6848
| Fire escape staircase tapered parapet wall | 7 | 2 | 4.71 |  | 0.25 | 16.485
| Between C40-C41 | 6 | 1 | 4.33 |  | 0.25 | 6.495
| Near fire escape gallery(Between C49-C50) | 7 | 1 | 2.6 |  | 0.37 | 6.734
| Infront of fire escape(Between C51-C58) | 7 | 1 | 7.6 |  | 0.35 | 18.62
| Conneting gallery parapet wall | 5 | 2 | 10.39 |  | 0.3 | 31.17
| 2nd floor roof gate patta | 1 | 1 | 2.4 |  | 0.3 | 0.72
[6 empty] | Total | 159.9088 | Sqm
08.01 | Providing and fixing aluminum work for doors, windows, ventilators and partitions with extruded built up standard tubular/other sections as required, of approved make conforming to IS: 733 and IS : 1285, fixed with raw plugs and screws or with fixing clips, or with expansion hold fasteners including necessary filling up of gaps at junctions, at top, bottom and sides with required PVC/neoprene felt/rubber etc. Aluminum sections shall be smooth, rust free, straight, mitred and jointed mechanically wherever required including cleat angle, Aluminum snap beading for glazing / paneling, C.P. brass / stainless steel screws and filling of the gaps between masonry and aluminium with silicon, complete as per architectural drawings and the directions of Engineer-in-charge. (Glazing and paneling to be paid for separately): DOMAL SECTION
08.01.01 | Powder Coated aluminum (Powder Coated transparent or dyed to required shade according to IS: 1868, Minimum anodic coating of grade AC 15)
08.01.01A | For fixed portion & Frames
| Ground Floor to sixth floor | 20 | 7 |  |  | 15.89 | 2224.6
| Ventilation | 7 | 4 |  |  | 9.6 | 268.8
| Exhaust | 7 | 3 |  |  | 2.3 | 48.3
| Fire escape staircase gate |  |  |  |  | Weight per meter in kg
| Door outer Verticle (40x65) | 2 | 2.77 |  |  | 1.5027 | 8.3249
| Mid part ( top+Bottom)(40x65) | 2 | 1.1 |  |  | 1.5027 | 3.3059
| Door ventilation beeding Top + Bottom | 4 | 1.1 |  |  | 0.059058 | 0.25986
| Door ventilation beeding Verticle | 4 | 0.465 |  |  | 0.059058 | 0.10985
| L angle(Door)(35x35) | 10 | 0.042 |  |  | 0.55449 | 0.23289
| L angle(Frame)(35x35) | 4 | 0.055 |  |  | 0.55449 | 0.12199
Mess door 2 Nos
| Door outer Vertical(40x65) | 4 | 3.07 |  |  | 1.5027 | 18.4531
| Mid part (Top +Bottom)(40x65) | 4 | 1.5 |  |  | 1.5027 | 9.0162
| Door beeding | 8 | 1.59 |  |  | 0.059058 | 0.75122
| Door beeding | 8 | 0.765 |  |  | 0.059058 | 0.36143
| L angle(Outer)(35x35) | 8 | 0.055 |  |  | 0.55449 | 0.24398
| L angle(Door)(35x35) | 40 | 0.042 |  |  | 0.55449 | 0.93154
Mess area partition
| Outer(Horizontal)(40x65) | 4 | 5.25 |  |  | 1.5027 | 31.5567
| Outer(Vertical)(40x65) | 6 | 2.23 |  |  | 1.5027 | 20.1061
| Center partition(40x65) | 2 | 2.125 |  |  | 1.5027 | 6.3865
| Mid part | 9 | 2.23 |  |  | 1.2041 | 24.1668
| Mid part | 12 | 1 |  |  | 1.2041 | 14.4495
| Horizontal beeding | 96 | 1 |  |  | 0.059058 | 5.6696
| Verrtical beeding | 96 | 1.105 |  |  | 0.059058 | 6.2649
| L angle(35x35) | 54 | 0.055 |  |  | 0.55449 | 1.6468
2nd floor corridor gate
| Outer horizontal(40x65) | 1 | 2.4 |  |  | 1.5027 | 3.6065
| Outer vertical(40x65) | 2 | 1.85 |  |  | 1.5027 | 5.56
| Center vertical(40x65) | 2 | 1.85 |  |  | 1.2041 | 4.4553
| Horizontal (40x65) | 2 | 0.175 |  |  | 1.5027 | 0.52594
| Horizontal (40x65) | 2 | 0.99 |  |  | 1.5027 | 2.9753
| Horizontal beeding | 8 | 0.175 |  |  | 0.059058 | 0.082681
| Horizontal beeding | 16 | 0.995 |  |  | 0.059058 | 0.9402
| L angle(Outer)(35x35) | 12 | 0.055 |  |  | 0.55449 | 0.36596
| L angle (Door)(35x35) | 10 | 0.042 |  |  | 0.55449 | 0.23289
Terrace window north side
| Outer horizontal(40x65) | 2 | 1.02 |  |  | 1.5027 | 3.0655
| Outer vertical(40x65) | 2 | 1.5 |  |  | 1.5027 | 4.5081
| L angle(35x35) | 4 | 0.055 |  |  | 0.55449 | 0.12199
| L angle(35x35) | 10 | 0.042 |  |  | 0.55449 | 0.23289
| Horizontal beeding | 8 | 0.85 |  |  | 0.059058 | 0.40159
| Vertical beeding | 8 | 0.55 |  |  | 0.059058 | 0.25986
Terrace main gate
| Outer horizonatal(40x65) | 1 | 1.34 |  |  | 1.5027 | 2.0136
| Vertical (40x65) | 2 | 1.88 |  |  | 1.5027 | 5.6501
| L angle(35x35) | 2 | 0.055 |  |  | 0.55449 | 0.060994
| L angle(35x35) | 20 | 0.042 |  |  | 0.55449 | 0.46577
Terrace window 2 Nos
| Outer vertical(40x65) | 4 | 1.34 |  |  | 1.5027 | 8.0545
| Outer Horizontal(40x65) | 4 | 1.12 |  |  | 1.5027 | 6.7321
| Mid part(40x65) | 2 | 1.12 |  |  | 1.2041 | 2.6972
| Beeding | 16 | 0.61 |  |  | 0.059058 | 0.57641
| Beeding | 16 | 1.12 |  |  | 0.059058 | 1.0583
| L angle(35x35) | 12 | 0.055 |  |  | 0.55449 | 0.36596
Fire escape staircase corridor gate
| Outer vertical(40x65) | 12 | 2.77 |  |  | 1.5027 | 49.9497
| Outer horizontal(40x65) | 12 | 1.6 |  |  | 1.5027 | 28.8518
| Ventialtion mid(40X65) | 6 | 0.55 |  |  | 1.5027 | 4.9589
| Beeding horizontal | 48 | 0.775 |  |  | 0.059058 | 2.197
| Beeding vertical | 48 | 0.55 |  |  | 0.059058 | 1.5591
| L angle(35x35) | 36 | 0.055 |  |  | 0.55449 | 1.0979
| L angle(35x35) | 72 | 0.04 |  |  | 0.55449 | 1.5969
[7 empty] | 2839.2808 | Kg
08.01.02 | For shutters of doors, windows & ventilators including providing and fixing hinges/ pivots and making provision for fixing of fittings wherever required including the cost of PVC / neoprene gasket required (Fittings shall be paid for separately).
08.01.02A | Powder Coated aluminum (Powder Coated transparent or dyed to required shade according to IS: 1868, Minimum anodic coating of grade AC 15)
| Ground floor to sixth floor | 20 | 7 |  |  | 15.42 | 2158.8
Fire escape staircase gate
| Door top and bottom(115x45) | 2 | 0.92 |  |  | 2.6379 | 4.8538
| Door mid part(83x45) | 1 | 0.92 |  |  | 2.1687 | 1.9952
| Door vertical(83x45) | 2 | 2.21 |  |  | 2.2737 | 10.0499
| Mid part beeding(Door) | 8 | 0.92 |  |  | 0.059058 | 0.43467
| Mid part beeding | 8 | 0.95 |  |  | 0.059058 | 0.44884
Mess door 2 Nos
| Door vertical(83x45) | 8 | 2.21 |  |  | 2.2737 | 40.1996
| Door top and bottom(115x45) | 8 | 0.605 |  |  | 2.6379 | 12.7676
| Mid part(83x45) | 4 | 0.605 |  |  | 2.1687 | 5.2484
| Door beeding | 32 | 0.605 |  |  | 0.059058 | 1.1434
| Door beeding | 32 | 0.95 |  |  | 0.059058 | 1.7954
2nd floor corridor gate
| Door vertical(83x45) | 2 | 1.83 |  |  | 2.2737 | 8.3219
| Mid part(83x45) | 1 | 0.9 |  |  | 2.1687 | 1.9519
| Top and bottom(115x45) | 2 | 0.9 |  |  | 2.6379 | 4.7483
| Vertical beeding | 8 | 0.9 |  |  | 0.059058 | 0.42522
| Vertical beeding | 8 | 0.87 |  |  | 0.059058 | 0.41104
| Vertical beeding | 4 | 0.76 |  |  | 0.059058 | 0.17954
| Vertical beeding | 4 | 0.79 |  |  | 0.059058 | 0.18662
Terrace window north side
| Door vertical(83x45) | 2 | 1.415 |  |  | 2.2737 | 6.4347
| Door top and bottom(115x45) | 2 | 0.85 |  |  | 2.6379 | 4.4845
| Mid Part(83x45) | 1 | 0.85 |  |  | 2.1687 | 1.8434
| Terrace main gate | [5 empty] | 0
| Door vertical(83x45) | 4 | 1.835 |  |  | 2.2737 | 16.6892
| Mid part(83x45) | 2 | 0.54 |  |  | 2.1687 | 2.3422
| Top and bottom(115x45) | 4 | 0.54 |  |  | 2.6379 | 5.6979
| Horizontal beeding | 16 | 0.56 |  |  | 0.059058 | 0.52916
| Vertical beeding | 16 | 0.76 |  |  | 0.059058 | 0.71815
Fire escape staircase corridor gate
| Door vertical(83x45) | 24 | 2.12 |  |  | 2.2737 | 115.6875
| Door top and bottom(115x45) | 24 | 0.615 |  |  | 2.6379 | 38.9358
| Mid Part(83x45) | 12 | 0.615 |  |  | 2.1687 | 16.0053
| Beeding horizontal | 96 | 0.905 |  |  | 0.059058 | 5.131
| Beeding vertical | 96 | 0.615 |  |  | 0.059058 | 3.4868
[6 empty] | Total | 2471.9466 | Kg
08.02 | Providing and fixing glazing in aluminum / M.S. door, window, ventilator shutters and partitions etc. with PVC/ neoprene gasket etc. complete as per the architectural drawings and the directions of Engineer-in-charge . (Cost of aluminum snap beading shall be paid in basic item):With float glass panes of 5 mm thickness
| Ground floor (Door ventilation) | 14 | 1 | 0.96 |  | 0.33 | 4.4352
| Handicap toilet | 1 | 1 | 0.82 |  | 0.33 | 0.2706
| First floor to sixth floor | 23 | 6 | 0.96 |  | 0.33 | 43.7184
| Window glass | 40 | 7 | 1.12 |  | 0.46 | 144.256 |  |  | 302.4
| Window glass | 20 | 7 | 0.72 |  | 0.67 | 67.536 |  |  | 26.18
| Bathroom ventilation | 7 | 8 | 1.09 |  | 0.43 | 26.2472
| Fire escape gate glass(ventilation) | 1 | 1 | 1.09 |  | 0.46 | 0.5014
| Fire escape gate glass(door) | 2 | 1 | 0.915 |  | 0.945 | 1.7293
| Mess area door(Ventilation) | 2 | 1 | 1.585 |  | 0.76 | 2.4092
| Mess area door(Glass) | 4 | 2 | 0.76 |  | 0.945 | 5.7456
| Mess partition glass | 24 | 1 | 0.995 |  | 1.095 | 26.1486
| 2nd floor corridor gate | 1 | 1 | 0.89 |  | 0.75 | 0.6675
| 2nd floor corridor gate | 1 | 1 | 0.89 |  | 0.79 | 0.7031
| 2nd floor corridor gate | 1 | 1 | 0.99 |  | 0.895 | 0.88605
| 2nd floor corridor gate | 1 | 1 | 0.99 |  | 0.86 | 0.8514
| 2nd floor corridor gate | 1 | 1 | 0.175 |  | 0.895 | 0.15662
| 2nd floor corridor gate | 1 | 1 | 0.175 |  | 0.86 | 0.1505
| Terrace window north side(Glass) | 2 | 1 | 0.845 |  | 0.545 | 0.92105
| Terrace main gate glass | 4 | 1 | 0.535 |  | 0.755 | 1.6157
| Terrace window 2 Nos | 2 | 2 | 1.115 |  | 0.605 | 2.6983
| Fire escape staircase corridor gate(Ventilation) | 6 | 2 | 0.775 |  | 0.55 | 5.115
| Fire escape staircase corridor gate(Door) | 6 | 4 | 0.905 |  | 0.615 | 13.3578
[7 empty] | 350.1206 | Sqm
08.03 | Providing & fixing fly proof stainless steel grade-302 wire gauge to aluminum windows and clerestory windows using stainless steel wire gauge with average width of aperture 1.6mm in both directions with wire of dia 0.56mm complete including riveting with 25X3mm stainless steel flat as per the direction of Engineer-in-charge.
| Window jali | 40 | 7 | 1.12 |  | 0.5 | 156.8
| Gallery jali | 7 | 5 | 2.41 |  | 1.075 | 90.6763
| Bathroom jali | 7 | 4 | 2.18 |  | 0.78 | 47.6112
| Fire escape staircase wire mess | 1 | 5 | 1.05 |  | 1.625 | 8.5312
| Fire escape staircase wire mess | 1 | 3 | 0.825 |  | 1.65 | 4.0837
| Panel room | 1 | 4 | 0.91 |  | 1.68 | 6.1152
| Panel room | 1 | 2 | 1.205 |  | 1.68 | 4.0488
| Panel room | 1 | 2 | 1.05 |  | 1.68 | 3.528
[6 empty] | Total | 321.3945 | Sqm
08.04 | Providing and fixing stainless steel (SS 304 grade) adjustable friction windows stays of approved quality with necessary stainless steel screws etc. to the side hung windows as per direction of Engineer-in-charge complete. 255 X 19 mm
| Fiction stays(All floors) | 20 | 7 |  |  | 8 | 1120 | Nos
08.05 | Providing and fixing aluminum L- shape handle of 125 mm with SS screws & PVC buffers etc. approved sample complete as per direction of Engineer-in-charge Powder Coated (AC 15 ) aluminum
| L shape handle | 20 | 7 |  |  | 4 | 560 | Nos
09.02 | Providing and fixing 25mm thick armor board for expansion joints between column, beam, slab and walls etc. as per manufacturers specification and recommendation.
| Column upto Ground Floor roof(C63/C64) | 2 |  | 5.25 |  | 0.6 | 6.3
| Column upto Ground Floor roof(C65) | 1 |  | 5.25 |  | 0.3 | 1.575
| Plinth beam | 1 |  | 6.02 |  | 0.45 | 2.709
| Stair beam(Ground floor) | 1 |  | 4.65 |  | 0.3 | 1.395
| Beam(Ground floor) | 1 |  | 1.7 |  | 0.45 | 0.765
| Column upto second floor(C63/C64) | 1 |  | 2.85 |  | 0.6 | 1.71
| Column upto second floor(C65) | 1 |  | 2.85 |  | 0.3 | 0.855
| Stair beam(First floor) | 1 |  | 4.65 |  | 0.3 | 1.395
| Beam(First floor) | 1 |  | 1.7 |  | 0.45 | 0.765
| Column upto Second Floor roof(C63/C64) | 2 |  | 2.85 |  | 0.6 | 3.42
| Column upto Second Floor roof(C65) | 1 |  | 2.85 |  | 0.3 | 0.855
| Stair beam(Second floor) | 1 |  | 4.65 |  | 0.45 | 2.0925
| Column upto Second Floor roof(CB2/CB3) | 2 |  | 2.85 |  | 0.3 | 1.71
| Beam(Second floor) | 2 |  | 1.7 |  | 0.45 | 1.53
| Column upto third floor roof(C63/C64) | 1 |  | 2.85 |  | 0.6 | 1.71
| Column upto third floor roof(CB2/CB3) | 2 |  | 2.85 |  | 0.3 | 1.71
| Column upto third floor roof(C65) | 1 |  | 2.85 |  | 0.3 | 0.855
| Stair beam(Third floor) | 1 |  | 4.65 |  | 0.45 | 2.0925
| Beam(Third floor) | 2 |  | 1.7 |  | 0.45 | 1.53
| Column upto Fourth Floor roof(C63/C64) | 2 |  | 2.85 |  | 0.6 | 3.42
| Column upto Fourth Floor roof(C65) | 1 |  | 2.85 |  | 0.3 | 0.855
| Stair beam(Fourth floor) | 1 |  | 4.65 |  | 0.45 | 2.0925
| Column upto Fourth Floor roof(CB2/CB3) | 2 |  | 2.85 |  | 0.3 | 1.71
| Beam(Fourth floor) | 2 |  | 1.7 |  | 0.45 | 1.53
| Column upto Fifth floor roof(C63/C64) | 1 |  | 2.85 |  | 0.6 | 1.71
| Column upto Fifth floor roof(CB2/CB3) | 2 |  | 2.85 |  | 0.3 | 1.71
| Column upto Fifth floor roof(C65) | 1 |  | 2.85 |  | 0.3 | 0.855
| Stair beam(Fifth floor) | 1 |  | 4.65 |  | 0.45 | 2.0925
| Beam(Fifth floor) | 2 |  | 1.7 |  | 0.45 | 1.53
| Column upto Sixth Floor roof(C64) | 1 |  | 2.85 |  | 0.6 | 1.71
| Column upto Sixth Floor roof(C65) | 1 |  | 2.85 |  | 0.3 | 0.855
| Column upto Sixth Floor roof(CB2/CB3) | 2 |  | 2.85 |  | 0.3 | 1.71
| Beam(Sixth floor) | 2 |  | 2.3 |  | 0.45 | 2.07
| Terrace floor column | 4 |  | 1.1 |  | 0.3 | 1.32
5 | [6 empty] | 60.144 | Sqm
09.03 | Providing and fixing 25mm x 10mm gaps of expansion joint with silicon / polyurethane sealant over backer rod etc. complete as per manufacturers specification & recommendation.
| Connecting corridor both side joint | 12 |  |  |  | 1.9 | 22.8
| Vertical joint (Above 2nd floor roof) | 2 |  |  |  | 17.6 | 35.2
| Vertical joint(Back side) | 1 |  |  |  | 23.1 | 23.1
| Vertical joint(Parapet inner side) | 1 |  |  |  | 1.8 | 1.8
| 2nd floor roof (Rainwater shaft expansion joint) | 1 |  |  |  | 6.6 | 6.6
[7 empty] | 89.5 | Rmt
Providing and fixing M.S. railing / gratings / ladders / gates / grills / hold fast / manhole cover etc. in built up sections including cutting, fabrication, welding, grinding, hoisting & fixing in position, M.S. lugs and cutting holes & grouting & applying a priming coat of approved steel primer and two coats of synthetic enamel paint of approved make & shade etc. all complete:
Gallery jali area
| Ground Floor to sixth floor | 7 | 5 |  |  | 68.3 | 2390.5
Bathroom jali area
| Ground floor to sixth floor | 7 | 4 |  |  | 51.7 | 1447.6
4 | Ground floor staircase and panel room covering
| (48X66X2Nos) | 2 | 1 |  |  | 45.88 | 91.76
| (42X66X7Nos) | 7 | 1 |  |  | 56.186 | 393.302
| (36X66X4Nos) | 4 | 1 |  |  | 45.307 | 181.228
| (33X66X3Nos) | 3 | 1 |  |  | 64.799 | 194.397
Terrace gate
| (39X82X3Nos) | 3 | 1 |  |  | 52.906 | 158.718
| (43X78X2Nos) | 2 | 1 |  |  | 54.5486 | 109.0972
| (39X77X1Nos) | 1 | 1 |  |  | 50.561 | 50.561
| Terrace gate chowkhat |  |  |  |  | Weight per meter
| Machine room gate(35X35X5) | 1 | 5.83 |  |  | 2.6 | 15.158
| Water cooler room gate(35X35X5X3Nos) | 3 | 6 |  |  | 2.6 | 46.8
| Fire escape staircase terrace gate(35X35X5) | 1 | 5.8 |  |  | 2.6 | 15.08
| Near machine room staircase gate | 1 | 5.715 |  |  | 2.6 | 14.859
| Tank manhole cover | 1 | 1 |  |  | 57.5971 | 57.5971
| OHT Vertical pipe(80X40X3.2) | 4 | 6.25 |  |  | 5.5 | 137.5
| OHT Support pipe(50X50X3.2) | 4 | 1.1 |  |  | 4.5 | 19.8
| OHT step(65X25X3.2) | 36 | 0.38 |  |  | 4.44 | 60.7392
[6 empty] | Total | 5384.6965 | Kg
09.08 | Providing and Making plinth protection 50mm thick of cement concrete 1:3:6 (1 cement : 3 coarse sand : 6 graded stone aggregate 20mm nominal size) over 75mm bed of dry brick ballast 40mm nominal size well rammed and consolidated and grouted with fine sand including finishing the top smooth.
Plinth protection
| On grid 5/G to K | 1 |  | 12.6 |  | 0.75 | 9.45
| Plinth protection | 1 |  | 3.25 |  | 0.75 | 2.4375
| Plinth protection | 1 |  | 3.55 |  | 0.75 | 2.6625
| Plinth protection | 1 |  | 6.85 |  | 0.75 | 5.1375
| Plinth protection | 1 |  | 1.5 |  | 0.75 | 1.125
| Plinth protection | 1 |  | 1.43 |  | 0.75 | 1.0725
| Plinth protection | 1 |  | 0.94 |  | 0.75 | 0.705
| Plinth protection | 1 |  | 1.67 |  | 0.75 | 1.2525
| Plinth protection | 1 |  | 4.75 |  | 0.75 | 3.5625
| Plinth protection | 1 |  | 6.05 |  | 0.75 | 4.5375
| Plinth protection | 1 |  | 8.73 |  | 0.75 | 6.5475
| Plinth protection | 1 |  | 6.05 |  | 0.75 | 4.5375
| Plinth protection | 1 |  | 5.3 |  | 0.75 | 3.975
| Plinth protection | 1 |  | 1.53 |  | 0.75 | 1.1475
| Plinth protection | 1 |  | 1.53 |  | 0.75 | 1.1475
| Plinth protection | 1 |  | 10.7 |  | 0.75 | 8.025
| Plinth protection | 1 |  | 24.5 |  | 0.75 | 18.375
| Plinth protection | 1 |  | 1.33 |  | 0.75 | 0.9975
| Plinth protection | 1 |  | 6.54 |  | 0.75 | 4.905
| Plinth protection | 1 |  | 6.7 |  | 0.75 | 5.025
| Plinth protection | 1 |  | 0.7 |  | 0.75 | 0.525
| Plinth protection | 1 |  | 2.8 |  | 0.75 | 2.1
| Plinth protection | 1 |  | 11.17 |  | 0.75 | 8.3775
| Plinth protection | 1 |  | 3 |  | 0.75 | 2.25
| Plinth protection | 1 |  | 2.69 |  | 0.75 | 2.0175
| Plinth protection | 1 |  | 6.53 |  | 0.75 | 4.8975
| Plinth protection | 1 |  | 1.6 |  | 0.75 | 1.2
| Plinth protection | 1 |  | 1.23 |  | 0.75 | 0.9225
| Plinth protection | 1 |  | 1.05 |  | 0.75 | 0.7875
| Plinth protection | 1 |  | 1.75 |  | 0.75 | 1.3125
| Plinth protection | 1 |  | 6.45 |  | 0.75 | 4.8375
| Plinth protection | 1 |  | 3.2 |  | 0.75 | 2.4
| Plinth protection | 1 |  | 24.57 |  | 0.75 | 18.4275
[7 empty] | 136.68 | Sqm
09.11 | SS RAILING WITH : Supply and fixing of railing of height 750 mm. Balusters : Dia 38mm in SS (1% Nickle) @ 26" C/C. Cross Members :15mm 4 nos. in SS (1% Nickle) Handrail : Dia 50mm in SS (1% Nickle)
Lift area stairacse railing
| Ground floor to sixth floor | 7 |  |  |  | 9.58 | 67.06
Fire escape stairacse railing
| Ground floor to sixth floor | 7 |  |  |  | 9.23 | 64.61
[7 empty] | 131.67 | Rmt
09.13 | Miscellaneous dismatelling of RCC/Brick work from misc locations as per design and removal of debri from the location and dumping at location assigned
| Brick coba | 1 |  | 12 | 2.5 | 0.15 | 4.5
| Parapet wall | 1 |  | 17 | 1.1 | 0.28 | 5.236
| Foundation column dismantling | 3 |  | 1.4 | 0.3 | 0.6 | 0.756
| 2nd floor column dismantling | 8 |  | 1.1 | 0.3 | 0.6 | 1.584
| Ground floor/1st Floor shaft dismantling | 2 |  | 0.44 | 0.115 | 3.15 | 0.31878
| Ground floor/1st Floor shaft dismantling | 2 |  | 0.55 | 0.115 | 3.15 | 0.39848
| Brick coba dismantling | 1 |  | 11.46 | 0.15 | 6.3 | 10.8297
| Corridor brick wall dismantling | 7 |  | 1.7 | 0.3 | 1.8 | 6.426
| 2nd floor roof trench dismantling | 1 |  | 11.46 | 0.615 | 0.55 | 3.8763
| Panel room trench dismantling | 1 |  | 4.25 | 0.75 | 0.38 | 1.2112
[7 empty] | 35.1365 | Cum
Extra Items
2 | Epoxy Filling
| WC inner area | 3 | 2 | 1.72 |  | 1.06 | 10.9392
| Deduction(Wall) | -2 | 2 | 0.69 |  | 0.28 | -0.7728
| Deduction(Wall) | -2 | 1 | 1.12 |  | 0.17 | -0.3808
| Deduction(Wall) | -2 | 1 | 0.59 |  | 0.17 | -0.2006
| Bathroom wall top tile(Entry wall) | 2 | 1 | 1.115 |  | 0.15 | 0.3345
| Wall top | 2 | 2 | 3.55 |  | 0.15 | 2.13
| WC and bathroom wall top | 4 | 2 | 1.64 |  | 0.15 | 1.968
Fifth floor
| Common area | 2 | 1 | 5.85 |  | 5.85 | 68.445
| Shaft area | 2 | 2 | 1.72 |  | 0.75 | 5.16
| Bathroom inner area | 3 | 2 | 1.72 |  | 1.06 | 10.9392
| WC inner area | 3 | 2 | 1.72 |  | 1.06 | 10.9392
| Deduction(Wall) | -2 | 2 | 0.69 |  | 0.28 | -0.7728
| Deduction(Wall) | -2 | 1 | 1.12 |  | 0.17 | -0.3808
| Deduction(Wall) | -2 | 1 | 0.59 |  | 0.17 | -0.2006
| Bathroom wall top tile(Entry wall) | 2 | 1 | 1.115 |  | 0.15 | 0.3345
| Wall top | 2 | 2 | 3.55 |  | 0.15 | 2.13
| WC and bathroom wall top | 4 | 2 | 1.64 |  | 0.15 | 1.968
Fourth floor
| Common area | 2 | 1 | 5.85 |  | 5.85 | 68.445
| Shaft area | 2 | 2 | 1.72 |  | 0.75 | 5.16
| Bathroom inner area | 3 | 2 | 1.72 |  | 1.06 | 10.9392
| WC inner area | 3 | 2 | 1.72 |  | 1.06 | 10.9392
| Deduction(Wall) | -2 | 2 | 0.69 |  | 0.28 | -0.7728
| Deduction(Wall) | -2 | 1 | 1.12 |  | 0.17 | -0.3808
| Deduction(Wall) | -2 | 1 | 0.59 |  | 0.17 | -0.2006
| Bathroom wall top tile(Entry wall) | 2 | 1 | 1.115 |  | 0.15 | 0.3345
| Wall top | 2 | 2 | 3.55 |  | 0.15 | 2.13
| WC and bathroom wall top | 4 | 2 | 1.64 |  | 0.15 | 1.968
Third floor
| Common area | 2 | 1 | 5.85 |  | 5.85 | 68.445
| Shaft area | 2 | 2 | 1.72 |  | 0.75 | 5.16
| Bathroom inner area | 3 | 2 | 1.72 |  | 1.06 | 10.9392
| WC inner area | 3 | 2 | 1.72 |  | 1.06 | 10.9392
| Deduction(Wall) | -2 | 2 | 0.69 |  | 0.28 | -0.7728
| Deduction(Wall) | -2 | 1 | 1.12 |  | 0.17 | -0.3808
| Deduction(Wall) | -2 | 1 | 0.59 |  | 0.17 | -0.2006
| Bathroom wall top tile(Entry wall) | 2 | 1 | 1.115 |  | 0.15 | 0.3345
| Wall top | 2 | 2 | 3.55 |  | 0.15 | 2.13
| WC and bathroom wall top | 4 | 2 | 1.64 |  | 0.15 | 1.968
Second floor
| Common area | 2 | 1 | 5.85 |  | 5.85 | 68.445
| Shaft area | 2 | 2 | 1.72 |  | 0.75 | 5.16
| Bathroom inner area | 3 | 2 | 1.72 |  | 1.06 | 10.9392
| WC inner area | 3 | 2 | 1.72 |  | 1.06 | 10.9392
| Deduction(Wall) | -2 | 2 | 0.69 |  | 0.28 | -0.7728
| Deduction(Wall) | -2 | 1 | 1.12 |  | 0.17 | -0.3808
| Deduction(Wall) | -2 | 1 | 0.59 |  | 0.17 | -0.2006
| Bathroom wall top tile(Entry wall) | 2 | 1 | 1.115 |  | 0.15 | 0.3345
| Wall top | 2 | 2 | 3.55 |  | 0.15 | 2.13
| WC and bathroom wall top | 4 | 2 | 1.64 |  | 0.15 | 1.968
First floor
| Common area | 2 | 1 | 5.85 |  | 5.85 | 68.445
| Shaft area | 2 | 2 | 1.72 |  | 0.75 | 5.16
| Bathroom inner area | 3 | 2 | 1.72 |  | 1.06 | 10.9392
| WC inner area | 3 | 2 | 1.72 |  | 1.06 | 10.9392
| Deduction(Wall) | -2 | 2 | 0.69 |  | 0.28 | -0.7728
| Deduction(Wall) | -2 | 1 | 1.12 |  | 0.17 | -0.3808
| Deduction(Wall) | -2 | 1 | 0.59 |  | 0.17 | -0.2006
| Bathroom wall top tile(Entry wall) | 2 | 1 | 1.115 |  | 0.15 | 0.3345
| Wall top | 2 | 2 | 3.55 |  | 0.15 | 2.13
| WC and bathroom wall top | 4 | 2 | 1.64 |  | 0.15 | 1.968
Ground floor
| Common area | 2 | 1 | 5.85 |  | 5.85 | 68.445
| Shaft area | 2 | 2 | 1.72 |  | 0.75 | 5.16
| Bathroom inner area | 3 | 2 | 1.72 |  | 1.06 | 10.9392
| WC inner area | 3 | 2 | 1.72 |  | 1.06 | 10.9392
| Deduction(Wall) | -2 | 2 | 0.69 |  | 0.28 | -0.7728
| Deduction(Wall) | -2 | 1 | 1.12 |  | 0.17 | -0.3808
| Deduction(Wall) | -2 | 1 | 0.59 |  | 0.17 | -0.2006
| Bathroom wall top tile(Entry wall) | 2 | 1 | 1.115 |  | 0.15 | 0.3345
| Wall top | 2 | 2 | 3.55 |  | 0.15 | 2.13
| WC and bathroom wall top | 4 | 2 | 1.64 |  | 0.15 | 1.968
| Warden room toilet | 1 | 1 | 2.74 |  | 2.42 | 6.6308
| Handicap toilet | 1 | 1 | 2.74 |  | 2.42 | 6.6308
Ceramic(Wall)
Sixth floor
| Bathroom inner area(Wall) | 3 | 2 | 4.53 |  | 2.25 | 61.155
| WC inner area | 3 | 2 | 4.53 |  | 2.25 | 61.155
| Shaft area wall | 2 | 2 | 2.34 |  | 0.45 | 4.212
| Washbasin wall | 2 | 1 | 6.3 |  | 2.25 | 28.35
| Deduction(Wall) | -2 | 1 | 3.14 |  | 0.14 | -0.8792
| Washbasin wall | 2 | 2 | 0.75 |  | 0.6 | 1.8
| Urinal area wall | 2 | 1 | 9.75 |  | 2.25 | 43.875
| Bathroom and WC outer wall | 2 | 2 | 5.79 |  | 2.25 | 52.11
| Deduction(Shaft door) | -2 | 1 | 0.74 |  | 2.01 | -2.9748
| WC Door | -3 | 2 | 0.88 |  | 2.01 | -10.6128
| Jali area | -2 | 1 | 1.35 |  | 0.76 | -2.052
| Deduction(Shaft door) | -2 | 1 | 0.74 |  | 2.01 | -2.9748
| Bathroom (Door) | -3 | 2 | 0.88 |  | 2.01 | -10.6128
| Jali area | -2 | 1 | 1.35 |  | 0.76 | -2.052
| Drinking water area | 1 | 1 | 3.44 |  | 1.85 | 6.364
Fifth floor
| Bathroom inner area(Wall) | 3 | 2 | 4.53 |  | 2.25 | 61.155
| WC inner area | 3 | 2 | 4.53 |  | 2.25 | 61.155
| Shaft area wall | 2 | 2 | 2.34 |  | 0.45 | 4.212
| Washbasin wall | 2 | 1 | 6.3 |  | 2.25 | 28.35
| Deduction(Wall) | -2 | 1 | 3.14 |  | 0.14 | -0.8792
| Washbasin wall | 2 | 2 | 0.75 |  | 0.6 | 1.8
| Urinal area wall | 2 | 1 | 9.75 |  | 2.25 | 43.875
| Bathroom and WC outer wall | 2 | 2 | 5.79 |  | 2.25 | 52.11
| Deduction(Shaft door) | -2 | 1 | 0.74 |  | 2.01 | -2.9748
| WC Door | -3 | 2 | 0.88 |  | 2.01 | -10.6128
| Jali area | -2 | 1 | 1.35 |  | 0.76 | -2.052
| Deduction(Shaft door) | -2 | 1 | 0.74 |  | 2.01 | -2.9748
| Bathroom (Door) | -3 | 2 | 0.88 |  | 2.01 | -10.6128
| Jali area | -2 | 1 | 1.35 |  | 0.76 | -2.052
| Drinking water area | 1 | 1 | 3.44 |  | 1.85 | 6.364
Fourth floor
| Bathroom inner area(Wall) | 3 | 2 | 4.53 |  | 2.25 | 61.155
| WC inner area | 3 | 2 | 4.53 |  | 2.25 | 61.155
| Shaft area wall | 2 | 2 | 2.34 |  | 0.45 | 4.212
| Washbasin wall | 2 | 1 | 6.3 |  | 2.25 | 28.35
| Deduction(Wall) | -2 | 1 | 3.14 |  | 0.14 | -0.8792
| Washbasin wall | 2 | 2 | 0.75 |  | 0.6 | 1.8
| Urinal area wall | 2 | 1 | 9.75 |  | 2.25 | 43.875
| Bathroom and WC outer wall | 2 | 2 | 5.79 |  | 2.25 | 52.11
| Deduction(Shaft door) | -2 | 1 | 0.74 |  | 2.01 | -2.9748
| WC Door | -3 | 2 | 0.88 |  | 2.01 | -10.6128
| Jali area | -2 | 1 | 1.35 |  | 0.76 | -2.052
| Deduction(Shaft door) | -2 | 1 | 0.74 |  | 2.01 | -2.9748
| Bathroom (Door) | -3 | 2 | 0.88 |  | 2.01 | -10.6128
| Jali area | -2 | 1 | 1.35 |  | 0.76 | -2.052
| Drinking water area | 1 | 1 | 3.44 |  | 1.85 | 6.364
Third floor
| Bathroom inner area(Wall) | 3 | 2 | 4.53 |  | 2.25 | 61.155
| WC inner area | 3 | 2 | 4.53 |  | 2.25 | 61.155
| Shaft area wall | 2 | 2 | 2.34 |  | 0.45 | 4.212
| Washbasin wall | 2 | 1 | 6.3 |  | 2.25 | 28.35
| Deduction(Wall) | -2 | 1 | 3.14 |  | 0.14 | -0.8792
| Washbasin wall | 2 | 2 | 0.75 |  | 0.6 | 1.8
| Urinal area wall | 2 | 1 | 9.75 |  | 2.25 | 43.875
| Bathroom and WC outer wall | 2 | 2 | 5.79 |  | 2.25 | 52.11
| Deduction(Shaft door) | -2 | 1 | 0.74 |  | 2.01 | -2.9748
| WC Door | -3 | 2 | 0.88 |  | 2.01 | -10.6128
| Jali area | -2 | 1 | 1.35 |  | 0.76 | -2.052
| Deduction(Shaft door) | -2 | 1 | 0.74 |  | 2.01 | -2.9748
| Bathroom (Door) | -3 | 2 | 0.88 |  | 2.01 | -10.6128
| Jali area | -2 | 1 | 1.35 |  | 0.76 | -2.052
| Drinking water area | 1 | 1 | 3.44 |  | 1.85 | 6.364
Second floor
| Bathroom inner area(Wall) | 3 | 2 | 4.53 |  | 2.25 | 61.155
| WC inner area | 3 | 2 | 4.53 |  | 2.25 | 61.155
| Shaft area wall | 2 | 2 | 2.34 |  | 0.45 | 4.212
| Washbasin wall | 2 | 1 | 6.3 |  | 2.25 | 28.35
| Deduction(Wall) | -2 | 1 | 3.14 |  | 0.14 | -0.8792
| Washbasin wall | 2 | 2 | 0.75 |  | 0.6 | 1.8
| Urinal area wall | 2 | 1 | 9.75 |  | 2.25 | 43.875
| Bathroom and WC outer wall | 2 | 2 | 5.79 |  | 2.25 | 52.11
| Deduction(Shaft door) | -2 | 1 | 0.74 |  | 2.01 | -2.9748
| WC Door | -3 | 2 | 0.88 |  | 2.01 | -10.6128
| Jali area | -2 | 1 | 1.35 |  | 0.76 | -2.052
| Deduction(Shaft door) | -2 | 1 | 0.74 |  | 2.01 | -2.9748
| Bathroom (Door) | -3 | 2 | 0.88 |  | 2.01 | -10.6128
| Jali area | -2 | 1 | 1.35 |  | 0.76 | -2.052
| Drinking water area | 1 | 1 | 3.44 |  | 1.85 | 6.364
First floor
| Bathroom inner area(Wall) | 3 | 2 | 4.53 |  | 2.25 | 61.155
| WC inner area | 3 | 2 | 4.53 |  | 2.25 | 61.155
| Shaft area wall | 2 | 2 | 2.34 |  | 0.45 | 4.212
| Washbasin wall | 2 | 1 | 6.3 |  | 2.25 | 28.35
| Deduction(Wall) | -2 | 1 | 3.14 |  | 0.14 | -0.8792
| Washbasin wall | 2 | 2 | 0.75 |  | 0.6 | 1.8
| Urinal area wall | 2 | 1 | 9.75 |  | 2.25 | 43.875
| Bathroom and WC outer wall | 2 | 2 | 5.79 |  | 2.25 | 52.11
| Deduction(Shaft door) | -2 | 1 | 0.74 |  | 2.01 | -2.9748
| WC Door | -3 | 2 | 0.88 |  | 2.01 | -10.6128
| Jali area | -2 | 1 | 1.35 |  | 0.76 | -2.052
| Deduction(Shaft door) | -2 | 1 | 0.74 |  | 2.01 | -2.9748
| Bathroom (Door) | -3 | 2 | 0.88 |  | 2.01 | -10.6128
| Jali area | -2 | 1 | 1.35 |  | 0.76 | -2.052
| Drinking water area | 1 | 1 | 3.44 |  | 1.85 | 6.364
Ground floor
| Bathroom inner area(Wall) | 3 | 2 | 4.53 |  | 2.25 | 61.155
| WC inner area | 3 | 2 | 4.53 |  | 2.25 | 61.155
| Shaft area wall | 2 | 2 | 2.34 |  | 0.45 | 4.212
| Washbasin wall | 2 | 1 | 6.3 |  | 2.25 | 28.35
| Deduction(Wall) | -2 | 1 | 3.14 |  | 0.14 | -0.8792
| Washbasin wall | 2 | 2 | 0.75 |  | 0.6 | 1.8
| Urinal area wall | 2 | 1 | 9.75 |  | 2.25 | 43.875
| Bathroom and WC outer wall | 2 | 2 | 5.79 |  | 2.25 | 52.11
| Deduction(Shaft door) | -2 | 1 | 0.74 |  | 2.01 | -2.9748
| WC Door | -3 | 2 | 0.88 |  | 2.01 | -10.6128
| Jali area | -2 | 1 | 1.35 |  | 0.76 | -2.052
| Deduction(Shaft door) | -2 | 1 | 0.74 |  | 2.01 | -2.9748
| Bathroom (Door) | -3 | 2 | 0.88 |  | 2.01 | -10.6128
| Jali area | -2 | 1 | 1.35 |  | 0.76 | -2.052
| Drinking water area | 1 | 1 | 3.44 |  | 1.85 | 6.364
Ground floor
| Handicap toilet | 1 | 1 | 10.26 |  | 2.25 | 23.085
| Door deduction | -1 | 1 | 0.85 |  | 2.07 | -1.7595
| Handicap toilet(Washbasin tile) | 1 | 1 | 1.12 |  | 0.72 | 0.8064
| Warden room toilet | 1 | 1 | 10.21 |  | 2.25 | 22.9725
| Door deduction | -1 | 1 | 0.85 |  | 2.07 | -1.7595
| Warden room toilet washbasin tile | 1 | 1 | 1.12 |  | 0.72 | 0.8064
[6 empty] | Total | 2250.8388 | Sqm
5 | ACP SHEET | 12 |  | 7 |  | 0.16 | 13.44 | Sqm
6 | American handle | 1 |  |  |  | 40 | 40 | Nos
7 | Core cutting +Load hook | 1 |  |  |  | 3 | 3 | Nos
8 | Aluminium door lock | 1 |  |  |  | 12 | 12 | Nos
9 | Floor spring | 1 |  |  |  | 17 | 17 | Nos

## Steel mb (hidden)
S no | Location /grid | Description | No | Dia of Bar | No. of Bars | Length | Unit Wt. | Dia of Bar | [5 empty] | TOTAL WEIGHT
[8 empty] | 8mm | 10mm | 12mm | 16mm | 20mm | 25mm
GRID F1/A-9
| foundation | Bottom Steel | 1 | 12 | 66 | 3.9 | 0.88889 |  |  | 228.8
|  | Top steel | 1 | 12 | 34 | 3.9 | 0.88889 |  |  | 117.8667
|  | chair | 1 | 16 | 9 | 3 | 1.5802 |  |  |  | 42.6667
| F2/A-8 | Bottom Steel | 1 | 12 | 40 | 4.452 | 0.88889 |  |  | 158.2933
| foundation | Top steel | 1 | 12 | 40 | 4.452 | 0.88889 |  |  | 158.2933
|  | chair | 1 | 16 | 12 | 3 | 1.5802 |  |  |  | 56.8889
| Pedestal | top steel | 1 | 12 | 26 | 3.452 | 0.88889 |  |  | 79.7796
| ''' | Bottom extraa | 1 | 12 | 26 | 2.4 | 0.88889 |  |  | 55.4667
0
| Raft | [5 empty] | 0
| Grid G to B/3 to 4 | Main bar | 2 | 12 | 12 | 11.741 | 0.88889 |  |  | 250.4747
| Grid P to B /4 to 7 | Main bar | 2 | 12 | 40 | 39.404 | 0.88889 |  |  | 2802.0622
| Grid P to A / 7 to 8 | Main bar | 2 | 12 | 16 | 40.626 | 0.88889 |  |  | 1155.584
| Grid P to K/8 to 12 | Main bar | 2 | 12 | 66 | 11.345 | 0.88889 |  |  | 1331.1467
| Grid G to A /8 to 10 | Main bar | 2 | 12 | 29 | 15.261 | 0.88889 |  |  | 786.7893
| Grid G to C/10 to 12 | Main bar | 2 | 12 | 39 | 11.34 | 0.88889 |  |  | 786.24
| Grid P to C/ on grid 12 | Main bar | 2 | 12 | 10 | 36.705 | 0.88889 |  |  | 652.5333
| Grid P to C /12 to 16 | Main bar | 2 | 12 | 46 | 39.402 | 0.88889 |  |  | 3222.208
| Grid P to K /ON 16 | Main bar | 2 | 12 | 12 | 11.74 | 0.88889 |  |  | 250.4533
| on Grid P /12 to 16 | Distribution bar | 2 | 12 | 12 | 11.738 | 0.88889 |  |  | 250.4107
| Grid P to K /3 to 16 | Distribution bar | 2 | 12 | 46 | 42.229 | 0.88889 |  |  | 3453.3938
| on Grid K /3 to 16 | Distribution bar | 2 | 12 | 10 | 40.135 | 0.88889 |  |  | 713.5111
| On grid K /3 to 8 | Distribution bar | 2 | 12 | 3 | 14.775 | 0.88889 |  |  | 78.8
| Grid 4 to 8/K to G | Distribution bar | 2 | 12 | 63 | 11.345 | 0.88889 |  |  | 1270.64
| Grid k to G / 12 to 16 | Distribution bar | 2 | 12 | 66 | 11.345 | 0.88889 |  |  | 1331.1467
| On Grid G /4 to 16 | Distribution bar | 2 | 12 | 10 | 36.105 | 0.88889 |  |  | 641.8667
| Grid G to C /3 to 16 | Distribution bar | 2 | 12 | 46 | 39.4 | 0.88889 |  |  | 3222.0444
| Grid B to C / 3 to 9 | Distribution bar | 2 | 12 | 12 | 19.518 | 0.88889 |  |  | 416.384
| Grid 7 to 10/ B to A | Distribution bar | 2 | 12 | 7 | 9.18 | 0.88889 |  |  | 114.24
| Grid P to B/3 to 8 | Chair | 1 | 16 | 279 | 3 | 1.5802 |  |  |  | 1322.6667
| Grid P to K/8 to 12 | Chair | 1 | 16 | 104 | 3 | 1.5802 |  |  |  | 493.037
| GridG to B/8 to 12 | chair | 1 | 16 | 124 | 3 | 1.5802 |  |  |  | 587.8519
| Grid P to C/ 12 to 16 | Chair | 1 | 16 | 286 | 3 | 1.5802 |  |  |  | 1355.8519
| Grid P to K/ON GRID 16 | Chair | 1 | 16 | 16 | 3 | 1.5802 |  |  |  | 75.8519
| Raft binder |  | 1 | 12 | 1 | 159.616 | 0.88889 |  |  | 141.8809
| Lift wall steel | Main bar | 1 | 12 | 25 | 5.11 | 0.88889 |  |  | 113.5556
|  | Distribution bar | 1 | 12 | 22 | 5.76 | 0.88889 |  |  | 112.64
|  | Main bar | 1 | 16 | 25 | 5.11 | 1.5802 |  |  |  | 201.8765
|  | Distribution bar | 1 | 16 | 22 | 5.76 | 1.5802 |  |  |  | 200.2489
|  | Verticals | 1 | 12 | 144 | 4 | 0.88889 |  |  | 512
|  | Binder | 1 | 10 | 36 | 2.81 | 0.61728 |  | 62.4444
|  | Binder | 1 | 10 | 36 | 3.46 | 0.61728 |  | 76.8889
|  | U Bar | 1 | 8 | 36 | 1 | 0.39506 | 14.2222
| PEDESTALS | [5 empty] | 0
| C65 | Main bar | 1 | 12 | 10 | 3.404 | 0.88889 |  |  | 30.2578
|  | Distribution bar | 1 | 12 | 11 | 3.104 | 0.88889 |  |  | 30.3502
|  | Binder | 1 | 8 | 2 | 1.7 | 0.39506 | 1.3432
|  | Binder | 1 | 8 | 2 | 2 | 0.39506 | 1.5802
| C66+C67/C53+C54 | Main bar | 8 | 12 | 11 | 6.5 | 0.88889 |  |  | 508.4444
| C15+CC16/C4+C5 | Distribution bar | 8 | 12 | 26 | 3.5 | 0.88889 |  |  | 647.1111
| C29+C35/C28+C34 | Binder | 8 | 8 | 2 | 2 | 0.39506 | 12.642
| C38+C32/C33+C39 | Binder | 8 | 8 | 2 | 5 | 0.39506 | 31.6049
0
| C68+C69 | Main bar | 1 | 12 | 11 | 6.022 | 0.88889 |  |  | 58.8818
|  | Main bar | 1 | 12 | 11 | 4.353 | 0.88889 |  |  | 42.5627
|  | Distribution bar | 1 | 12 | 9 | 3.5 | 0.88889 |  |  | 28
|  | Distribution bar | 1 | 12 | 16 | 5.5 | 0.88889 |  |  | 78.2222
|  | Binder | 1 | 8 | 1 | 2 | 0.39506 | 0.79012
|  | Binder | 1 | 8 | 1 | 1.9 | 0.39506 | 0.75062
|  | Binder | 1 | 8 | 1 | 1.568 | 0.39506 | 0.61946
|  | Binder | 1 | 8 | 1 | 2.854 | 0.39506 | 1.1275
|  | Binder | 1 | 8 | 1 | 3.898 | 0.39506 | 1.54
|  | Binder | 1 | 8 | 1 | 4.522 | 0.39506 | 1.7865
| C42/C43/52 | Main bar | 3 | 12 | 10 | 3.5 | 0.88889 |  |  | 93.3333
|  | Distribution bar | 3 | 12 | 11 | 3.2 | 0.88889 |  |  | 93.8667
|  | Binder | 3 | 8 | 2 | 1.7 | 0.39506 | 4.0296
|  | Binder | 3 | 8 | 2 | 2 | 0.39506 | 4.7407
| C2+C3+C8 | Main bar | 1 | 12 | 11 | 6.018 | 0.88889 |  |  | 58.8427
|  | Main bar | 1 | 12 | 11 | 4.348 | 0.88889 |  |  | 42.5138
|  | Distribution bar | 1 | 12 | 9 | 3.5 | 0.88889 |  |  | 28
|  | Distribution bar | 1 | 12 | 15 | 5.5 | 0.88889 |  |  | 73.3333
|  | Binder | 1 | 8 | 1 | 1.57 | 0.39506 | 0.62025
|  | Binder | 1 | 8 | 1 | 4 | 0.39506 | 1.5802
|  | Binder | 1 | 8 | 1 | 4.518 | 0.39506 | 1.7849
|  | Binder | 1 | 8 | 1 | 2 | 0.39506 | 0.79012
|  | Binder | 1 | 8 | 1 | 1.9 | 0.39506 | 0.75062
|  | Binder | 1 | 8 | 1 | 2.848 | 0.39506 | 1.1251
| C11+C12+C20 | Main bar | 1 | 12 | 9 | 3.5 | 0.88889 |  |  | 28
|  | Main bar | 1 | 12 | 15 | 5.498 | 0.88889 |  |  | 73.3067
|  | Distribution bar | 1 | 12 | 11 | 6.022 | 0.88889 |  |  | 58.8818
|  | Distribution bar | 1 | 12 | 11 | 4.35 | 0.88889 |  |  | 42.5333
|  | Binder | 1 | 8 | 1 | 2.85 | 0.39506 | 1.1259
|  | Binder | 1 | 8 | 1 | 1.898 | 0.39506 | 0.74983
|  | Binder | 1 | 8 | 1 | 1.572 | 0.39506 | 0.62104
|  | Binder | 1 | 8 | 1 | 2 | 0.39506 | 0.79012
|  | Binder | 1 | 8 | 1 | 4.522 | 0.39506 | 1.7865
|  | Binder | 1 | 8 | 1 | 3.998 | 0.39506 | 1.5795
| C13+C14+C21/C17+C18+C26 | Main bar | 3 | 12 | 11 | 5.494 | 0.88889 |  |  | 161.1573
| C48+C55+C56 | Main bar | 3 | 12 | 10 | 3.496 | 0.88889 |  |  | 93.2267
|  | Distribution bar | 3 | 12 | 10 | 3.496 | 0.88889 |  |  | 93.2267
|  | Distribution bar | 3 | 12 | 11 | 5.496 | 0.88889 |  |  | 161.216
|  | Binder | 3 | 8 | 1 | 4 | 0.39506 | 4.7407
|  | Binder | 3 | 8 | 1 | 2 | 0.39506 | 2.3704
|  | Binder | 3 | 8 | 1 | 1.9 | 0.39506 | 2.2519
|  | Binder | 3 | 8 | 1 | 1.898 | 0.39506 | 2.2495
|  | Binder | 3 | 8 | 1 | 2 | 0.39506 | 2.3704
|  | Binder | 3 | 8 | 1 | 3.998 | 0.39506 | 4.7384
| C49+C57+C58 | Main bar | 1 | 12 | 15 | 5.594 | 0.88889 |  |  | 74.5867
|  | Main bar | 1 | 12 | 9 | 3.596 | 0.88889 |  |  | 28.768
|  | Distribution bar | 1 | 12 | 11 | 4.444 | 0.88889 |  |  | 43.4524
|  | Distribution bar | 1 | 12 | 11 | 6.113 | 0.88889 |  |  | 59.7716
|  | Binder | 1 | 8 | 1 | 4.617 | 0.39506 | 1.824
|  | Binder | 1 | 8 | 1 | 4.098 | 0.39506 | 1.619
|  | Binder | 1 | 8 | 1 | 2.947 | 0.39506 | 1.1642
|  | Binder | 1 | 8 | 1 | 1.998 | 0.39506 | 0.78933
|  | Binder | 1 | 8 | 1 | 1.67 | 0.39506 | 0.65975
|  | Binder | 1 | 8 | 1 | 2.1 | 0.39506 | 0.82963
| C6+C9 | Main bar | 1 | 12 | 13 | 5.5 | 0.88889 |  |  | 63.5556
|  | Distribution bar | 1 | 12 | 21 | 3.92 | 0.88889 |  |  | 73.1733
|  | Binder | 1 | 8 | 1 | 2.32 | 0.39506 | 0.91654
|  | Binder | 1 | 8 | 1 | 3.9 | 0.39506 | 1.5407
| C19+C27 | Main bar | 1 | 12 | 13 | 5.498 | 0.88889 |  |  | 63.5324
|  | Distribution bar | 1 | 12 | 21 | 4.035 | 0.88889 |  |  | 75.32
|  | Binder | 1 | 8 | 2 | 2.535 | 0.39506 | 2.003
|  | Binder | 1 | 8 | 2 | 4.098 | 0.39506 | 3.2379
| C59/C60 | Main bar | 1 | 12 | 10 | 3.5 | 0.88889 |  |  | 31.1111
|  | Distribution bar | 1 | 12 | 11 | 3.18 | 0.88889 |  |  | 31.0933
|  | Binder | 1 | 8 | 1 | 1.73 | 0.39506 | 0.68346
|  | Binder | 1 | 8 | 1 | 2.1 | 0.39506 | 0.82963
| C64 | Main bar | 1 | 12 | 12 | 3.94 | 0.88889 |  |  | 42.0267
|  | Distribution bar | 1 | 12 | 13 | 3.7 | 0.88889 |  |  | 42.7556
|  | Binder | 1 | 8 | 1 | 2.47 | 0.39506 | 0.9758
|  | Binder | 1 | 8 | 1 | 2.25 | 0.39506 | 0.88889
| Pedestal chair | Chair | 1 | 16 | 72 | 2 | 1.5802 |  |  |  | 227.5556
| Bottom extraa | [5 empty] | 0
0
| C53+C54/C66+C67 | Main bar | 8 | 20 | 11 | 5.1 | 2.4691 |  |  |  |  | 1108.1481
| C15+C16/C4+C5 | Distribution bar | 8 | 20 | 27 | 2.1 | 2.4691 |  |  |  |  | 1120
| C28+C34/C29+C35 | [5 empty] | 0
| C32+C28/C33+C39 | [5 empty] | 0
0
| C30/C36/C23/C24/C31/C37/C45/C46 | Main bar | 8 | 12 | 10 | 1.95 | 0.88889 |  |  | 138.6667
|  | Distribution bar | 8 | 12 | 11 | 1.8 | 0.88889 |  |  | 140.8
| C59 | Main bar | 1 | 12 | 10 | 2.1 | 0.88889 |  |  | 18.6667
|  | Distribution bar | 1 | 12 | 11 | 1.73 | 0.88889 |  |  | 16.9156
| C60 | Main bar | 1 | 16 | 10 | 2.1 | 1.5802 |  |  |  | 33.1852
|  | Distribution bar | 1 | 16 | 11 | 1.73 | 1.5802 |  |  |  | 30.0721
| C70/C62/C40/C10/C1/C7 | Main bar | 6 | 12 | 10 | 2.1 | 0.88889 |  |  | 112
|  | Distribution bar | 6 | 12 | 12 | 1.8 | 0.88889 |  |  | 115.2
| C42/C43/C50 | Main bar | 3 | 16 | 10 | 2.1 | 1.5802 |  |  |  | 99.5556
|  | Distribution bar | 3 | 16 | 12 | 1.8 | 1.5802 |  |  |  | 102.4
| C6+C9 | Main bar | 1 | 16 | 14 | 4.1 | 1.5802 |  |  |  | 90.7062
|  | Distribution bar | 1 | 16 | 22 | 2.521 | 1.5802 |  |  |  | 87.6437
| C68+C69 | Main bar | 1 | 16 | 12 | 4.622 | 1.5802 |  |  |  | 87.6468
|  | Main bar | 1 | 16 | 11 | 2.953 | 1.5802 |  |  |  | 51.3312
|  | Distribution bar | 1 | 16 | 9 | 2.1 | 1.5802 |  |  |  | 29.8667
|  | Distribution bar | 1 | 16 | 16 | 4.1 | 1.5802 |  |  |  | 103.6642
| C55+C56+C48/C17+C18+C26 | Main bar | 3 | 16 | 12 | 4.098 | 1.5802 |  |  |  | 233.1307
| C13+C14+C21 | Main bar | 3 | 16 | 11 | 2.1 | 1.5802 |  |  |  | 109.5111
|  | Distribution bar | 3 | 16 | 12 | 4.1 | 1.5802 |  |  |  | 233.2444
|  | Distribution bar | 3 | 16 | 11 | 2.1 | 1.5802 |  |  |  | 109.5111
| C11+C12+C20 | Main bar | 1 | 16 | 10 | 2.1 | 1.5802 |  |  |  | 33.1852
|  | Main bar | 1 | 16 | 16 | 4.098 | 1.5802 |  |  |  | 103.6136
|  | Distribution bar | 1 | 16 | 12 | 4.622 | 1.5802 |  |  |  | 87.6468
|  | Distribution bar | 1 | 16 | 11 | 2.95 | 1.5802 |  |  |  | 51.279
| C2+C3+C8 | Main bar | 1 | 16 | 12 | 4.618 | 1.5802 |  |  |  | 87.571
|  | Main bar | 1 | 16 | 11 | 2.948 | 1.5802 |  |  |  | 51.2442
|  | Distribution bar | 1 | 16 | 9 | 2.1 | 1.5802 |  |  |  | 29.8667
|  | Distribution bar | 1 | 16 | 16 | 4.1 | 1.5802 |  |  |  | 103.6642
| C19+C27 | Main bar | 1 | 16 | 14 | 4.098 | 1.5802 |  |  |  | 90.6619
|  | Distribution bar | 1 | 16 | 22 | 2.524 | 1.5802 |  |  |  | 87.748
| C52 | Main bar | 1 | 25 | 10 | 2.1 | 3.858 | [5 empty] | 81.0185
|  | Distribution bar | 1 | 25 | 12 | 1.8 | 3.858 | [5 empty] | 83.3333
| C49+C57+C58 | Main bar | 1 | 16 | 9 | 2.1 | 1.5802 |  |  |  | 29.8667
|  | Main bar | 1 | 16 | 16 | 4.098 | 1.5802 |  |  |  | 103.6136
|  | Distribution bar | 1 | 16 | 11 | 2.947 | 1.5802 |  |  |  | 51.2269
|  | Distribution bar | 1 | 16 | 12 | 4.617 | 1.5802 |  |  |  | 87.552
| C63/C64 | Main bar | 2 | 12 | 13 | 2.25 | 0.88889 |  |  | 52
|  | Distribution bar | 2 | 12 | 14 | 2.47 | 0.88889 |  |  | 61.4756
| Top extraa | [5 empty] | 0
| Grid P to K/3 to 16 | Top extraa | 1 | 12 | 197 | 3.718 | 0.88889 |  |  | 651.0631
| GRID P to K/8 to 12 | Top extraa | 1 | 16 | 108 | 4.76 | 1.5802 |  |  |  | 812.3733
| Grid P to B/6 to 7 | Top extraa | 1 | 12 | 183 | 3.718 | 0.88889 |  |  | 604.7947
| Grid K to G/4 to 8 | Top extraa | 1 | 16 | 108 | 4.76 | 1.5802 |  |  |  | 812.3733
| Grid G to C/3 TO 16 | Top extraa | 1 | 12 | 183 | 3.845 | 0.88889 |  |  | 625.4533
| Grid 8 to 10/G to B | Top extraa | 1 | 16 | 71 | 4.76 | 1.5802 |  |  |  | 534.0602
| Grid 11 TO 12/G to C | Top extraa | 1 | 16 | 54 | 4.76 | 1.5802 |  |  |  | 406.1867
| Grid P to C/12 to 16 | Top extraa | 1 | 12 | 182 | 3.524 | 0.88889 |  |  | 570.1049
| Grid K to G/12 to 16 | Top extraa | 1 | 16 | 108 | 4.76 | 1.5802 |  |  |  | 812.3733
| Column foundation upto plinth | [5 empty] | 0
| C1/C7/C58/C62/C70 | Verticals | 5 | 20 | 2 | 5 | 2.4691 |  |  |  |  | 123.4568
|  | Verticals | 5 | 20 | 2 | 6 | 2.4691 |  |  |  |  | 148.1481
|  | Verticals | 5 | 16 | 4 | 5 | 1.5802 |  |  |  | 158.0247
|  | Verticals | 5 | 16 | 4 | 6 | 1.5802 |  |  |  | 189.6296
|  | Rings | 5 | 8 | 27 | 1.64 | 0.39506 | 87.4667
|  | Rings | 5 | 8 | 27 | 1.255 | 0.39506 | 66.9333
|  | Rings | 5 | 8 | 27 | 0.68 | 0.39506 | 36.2667
|  | Rings | 5 | 8 | 27 | 0.38 | 0.39506 | 20.2667
| C2/C9/C10/C11/C18/C19/C69 | Verticals | 7 | 16 | 6 | 5 | 1.5802 |  |  |  | 331.8519
|  | Verticals | 7 | 16 | 6 | 6 | 1.5802 |  |  |  | 398.2222
|  | Rings | 7 | 8 | 27 | 1.64 | 0.39506 | 122.4533
|  | Rings | 7 | 8 | 27 | 1.255 | 0.39506 | 93.7067
|  | Rings | 7 | 8 | 27 | 0.68 | 0.39506 | 50.7733
|  | Rings | 7 | 8 | 27 | 0.38 | 0.39506 | 28.3733
| C3/C6 | Verticals | 2 | 16 | 2 | 5 | 1.5802 |  |  |  | 31.6049
|  | Verticals | 2 | 16 | 2 | 6 | 1.5802 |  |  |  | 37.9259
|  | Verticals | 2 | 20 | 4 | 5 | 2.4691 |  |  |  |  | 98.7654
|  | Verticals | 2 | 20 | 4 | 6 | 2.4691 |  |  |  |  | 118.5185
|  | Rings | 2 | 8 | 27 | 1.64 | 0.39506 | 34.9867
|  | Rings | 2 | 8 | 27 | 1.255 | 0.39506 | 26.7733
|  | Rings | 2 | 8 | 27 | 0.68 | 0.39506 | 14.5067
|  | Rings | 2 | 8 | 27 | 0.38 | 0.39506 | 8.1067
| C4/C5/C8/C12/C13/C14/C15/C16/C17/C28/C29/C32/C33/C34/C35/C38/C39/C42/C43/C49/C53/C54/C55/C61/C66/C67/C68 | Verticals | 27 | 20 | 6 | 5 | 2.4691 |  |  |  |  | 2000
|  | Verticals | 27 | 20 | 6 | 6 | 2.4691 |  |  |  |  | 2400
|  | Rings | 27 | 8 | 27 | 1.64 | 0.39506 | 472.32
|  | Rings | 27 | 8 | 27 | 1.255 | 0.39506 | 361.44
|  | Rings | 27 | 8 | 27 | 0.68 | 0.39506 | 195.84
|  | Rings | 27 | 8 | 27 | 0.38 | 0.39506 | 109.44
| C20/C27 | Verticals | 2 | 16 | 2 | 5 | 1.5802 |  |  |  | 31.6049
|  | Verticals | 2 | 16 | 2 | 6 | 1.5802 |  |  |  | 37.9259
|  | Verticals | 2 | 20 | 4 | 5 | 2.4691 |  |  |  |  | 98.7654
|  | Verticals | 2 | 20 | 4 | 6 | 2.4691 |  |  |  |  | 118.5185
|  | Rings | 2 | 8 | 27 | 1.64 | 0.39506 | 34.9867
|  | Rings | 2 | 8 | 27 | 1.255 | 0.39506 | 26.7733
|  | Rings | 2 | 8 | 27 | 0.68 | 0.39506 | 14.5067
|  | Rings | 2 | 8 | 27 | 0.38 | 0.39506 | 8.1067
| C21/C26/C48 | Verticals | 3 | 20 | 6 | 5 | 2.4691 |  |  |  |  | 222.2222
|  | Verticals | 3 | 20 | 6 | 6 | 2.4691 |  |  |  |  | 266.6667
|  | Rings | 3 | 8 | 27 | 1.64 | 0.39506 | 52.48
|  | Rings | 3 | 8 | 27 | 1.255 | 0.39506 | 40.16
|  | Rings | 3 | 8 | 27 | 0.68 | 0.39506 | 21.76
|  | Rings | 3 | 8 | 27 | 0.38 | 0.39506 | 12.16
| C22/C25/C44/C47 | Verticals | 4 | 20 | 5 | 5 | 2.4691 |  |  |  |  | 246.9136
|  | Verticals | 4 | 20 | 5 | 6 | 2.4691 |  |  |  |  | 296.2963
|  | Rings | 4 | 8 | 27 | 1.34 | 0.39506 | 57.1733
|  | Rings | 4 | 8 | 27 | 1.34 | 0.39506 | 57.1733
| C23/C24/C30/C31/C36/C37/C45/C46 | Verticals | 8 | 20 | 5 | 5 | 2.4691 |  |  |  |  | 493.8272
|  | Verticals | 8 | 20 | 5 | 6 | 2.4691 |  |  |  |  | 592.5926
|  | Rings | 8 | 8 | 27 | 1.34 | 0.39506 | 114.3467
|  | Rings | 8 | 8 | 27 | 1.01 | 0.39506 | 86.1867
|  | Rings | 8 | 8 | 27 | 0.53 | 0.39506 | 45.2267
| C40/C41 | Verticals | 2 | 16 | 6 | 5 | 1.5802 |  |  |  | 94.8148
|  | Verticals | 2 | 16 | 6 | 6 | 1.5802 |  |  |  | 113.7778
|  | Rings | 2 | 8 | 27 | 1.64 | 0.39506 | 34.9867
|  | Rings | 2 | 8 | 27 | 1.255 | 0.39506 | 26.7733
|  | Rings | 2 | 8 | 27 | 0.38 | 0.39506 | 8.1067
|  | Rings | 2 | 8 | 27 | 0.68 | 0.39506 | 14.5067
| C50/C51 | Verticals | 2 | 20 | 6 | 5 | 2.4691 |  |  |  |  | 148.1481
|  | Verticals | 2 | 20 | 6 | 6 | 2.4691 |  |  |  |  | 177.7778
|  | Rings | 2 | 8 | 27 | 1.64 | 0.39506 | 34.9867
|  | Rings | 2 | 8 | 27 | 1.255 | 0.39506 | 26.7733
|  | Rings | 2 | 8 | 27 | 0.38 | 0.39506 | 8.1067
|  | Rings | 2 | 8 | 27 | 0.68 | 0.39506 | 14.5067
| C52/C65 | Verticals | 2 | 20 | 2 | 5 | 2.4691 |  |  |  |  | 49.3827
|  | Verticals | 2 | 20 | 2 | 6 | 2.4691 |  |  |  |  | 59.2593
|  | Verticals | 2 | 25 | 4 | 5 | 3.858 | [5 empty] | 154.321
|  | Verticals | 2 | 25 | 4 | 6 | 3.858 | [5 empty] | 185.1852
|  | Rings | 2 | 8 | 27 | 1.64 | 0.39506 | 34.9867
|  | Rings | 2 | 8 | 27 | 1.255 | 0.39506 | 26.7733
|  | Rings | 2 | 8 | 27 | 0.68 | 0.39506 | 14.5067
|  | Rings | 2 | 8 | 27 | 0.38 | 0.39506 | 8.1067
| C56 | Verticals | 1 | 16 | 2 | 5 | 1.5802 |  |  |  | 15.8025
|  | Verticals | 1 | 16 | 2 | 6 | 1.5802 |  |  |  | 18.963
|  | Verticals | 1 | 20 | 4 | 5 | 2.4691 |  |  |  |  | 49.3827
|  | Verticals | 1 | 20 | 4 | 6 | 2.4691 |  |  |  |  | 59.2593
|  | Rings | 1 | 8 | 27 | 1.64 | 0.39506 | 17.4933
|  | Rings | 1 | 8 | 27 | 1.255 | 0.39506 | 13.3867
|  | Rings | 1 | 8 | 27 | 0.68 | 0.39506 | 7.2533
|  | Rings | 1 | 8 | 27 | 0.38 | 0.39506 | 4.0533
| C57 | Verticals | 1 | 20 | 6 | 5 | 2.4691 |  |  |  |  | 74.0741
|  | Verticals | 1 | 20 | 6 | 6 | 2.4691 |  |  |  |  | 88.8889
|  | Rings | 1 | 8 | 27 | 1.64 | 0.39506 | 17.4933
|  | Rings | 1 | 8 | 27 | 1.255 | 0.39506 | 13.3867
|  | Rings | 1 | 8 | 27 | 0.68 | 0.39506 | 7.2533
|  | Rings | 1 | 8 | 27 | 0.38 | 0.39506 | 4.0533
| C59/C64 | Verticals | 2 | 20 | 5 | 5 | 2.4691 |  |  |  |  | 123.4568
|  | Verticals | 2 | 20 | 5 | 6 | 2.4691 |  |  |  |  | 148.1481
|  | Rings | 2 | 8 | 27 | 1.5 | 0.39506 | 32
|  | Rings | 2 | 8 | 27 | 0.96 | 0.39506 | 20.48
|  | Rings | 2 | 8 | 27 | 0.31 | 0.39506 | 6.6133
| C60 | Verticals | 1 | 25 | 5 | 5 | 3.858 | [5 empty] | 96.4506
|  | Verticals | 1 | 25 | 5 | 6 | 3.858 | [5 empty] | 115.7407
|  | Rings | 1 | 8 | 27 | 1.5 | 0.39506 | 16
|  | Rings | 1 | 8 | 27 | 0.96 | 0.39506 | 10.24
|  | Rings | 1 | 8 | 27 | 0.31 | 0.39506 | 3.3067
| C63 | Verticals | 1 | 16 | 3 | 5 | 1.5802 |  |  |  | 23.7037
|  | Verticals | 1 | 16 | 3 | 6 | 1.5802 |  |  |  | 28.4444
|  | Verticals | 1 | 20 | 6 | 5 | 2.4691 |  |  |  |  | 74.0741
|  | Verticals | 1 | 20 | 6 | 6 | 2.4691 |  |  |  |  | 88.8889
|  | Rings | 1 | 8 | 27 | 1.5 | 0.39506 | 16
|  | Rings | 1 | 8 | 27 | 0.96 | 0.39506 | 10.24
|  | Rings | 1 | 8 | 27 | 0.31 | 0.39506 | 3.3067
| For plinth beam | [5 empty] | 0
| PB1/PB25 | Top bar | 2 | 12 | 2 | 5.792 | 0.88889 |  |  | 20.5938
|  | Bottom bar | 2 | 12 | 2 | 5.792 | 0.88889 |  |  | 20.5938
|  | top extraa | 2 | 16 | 1 | 2.028 | 1.5802 |  |  |  | 6.4095
|  | top extraa | 2 | 16 | 1 | 2.328 | 1.5802 |  |  |  | 7.3576
|  | bottom extraa | 2 | 12 | 1 | 3.42 | 0.88889 |  |  | 6.08
|  | Rings | 2 | 8 | 33 | 1.32 | 0.39506 | 34.4178
| PB2/PB23 | Top bar | 2 | 12 | 2 | 6.872 | 0.88889 |  |  | 24.4338
|  | Bottom bar | 2 | 12 | 2 | 6.872 | 0.88889 |  |  | 24.4338
|  | Top extraa | 2 | 16 | 1 | 3.109 | 1.5802 |  |  |  | 9.826
|  | Bottom extraa | 2 | 16 | 1 | 3.76 | 1.5802 |  |  |  | 11.8835
|  | Rings | 2 | 8 | 29 | 1.32 | 0.39506 | 30.2459
| PB3 | Main bar | 1 | 16 | 2 | 17.263 | 1.5802 |  |  |  | 54.5596
|  | Bottom bar | 1 | 16 | 2 | 17.263 | 1.5802 |  |  |  | 54.5596
|  | Top extraa | 1 | 16 | 2 | 2.528 | 1.5802 |  |  |  | 7.9897
|  | top extraa | 1 | 16 | 1 | 7.5 | 1.5802 |  |  |  | 11.8519
|  | Bottom extraa | 1 | 12 | 2 | 4.66 | 0.88889 |  |  | 8.2844
|  | Rings | 1 | 8 | 108 | 1.32 | 0.39506 | 56.32
| PB4/PB20 | Top bar | 2 | 16 | 2 | 10.611 | 1.5802 |  |  |  | 67.072
|  | Bottom bar | 2 | 16 | 2 | 10.611 | 1.5802 |  |  |  | 67.072
|  | Top extraa | 2 | 16 | 1 | 3.178 | 1.5802 |  |  |  | 10.044
|  | top extraa | 2 | 16 | 1 | 4.823 | 1.5802 |  |  |  | 15.2431
|  | bottom extraa | 2 | 12 | 1 | 5.74 | 0.88889 |  |  | 10.2044
|  | Rings | 2 | 8 | 61 | 1.32 | 0.39506 | 63.6207
| PB5 | top bar | 1 | 12 | 2 | 7.807 | 0.88889 |  |  | 13.8791
|  | Bottom bar | 1 | 12 | 2 | 7.807 | 0.88889 |  |  | 13.8791
|  | Top extraa | 1 | 16 | 1 | 4.243 | 1.5802 |  |  |  | 6.705
|  | Top extraa | 1 | 16 | 1 | 2.243 | 1.5802 |  |  |  | 3.5445
|  | Bottom extraa | 1 | 12 | 1 | 3.22 | 0.88889 |  |  | 2.8622
|  | Rings | 1 | 8 | 46 | 1.32 | 0.39506 | 23.9881
| PB6 | Top bar | 4 | 12 | 2 | 2.827 | 0.88889 |  |  | 20.1031
|  | Bottom bar | 4 | 12 | 2 | 2.827 | 0.88889 |  |  | 20.1031
|  | Rings | 4 | 8 | 10 | 1.32 | 0.39506 | 20.8593
| PB7 | Top bar | 2 | 12 | 2 | 2.827 | 0.88889 |  |  | 10.0516
|  | Bottom bar | 2 | 12 | 2 | 2.827 | 0.88889 |  |  | 10.0516
|  | Rings | 2 | 12 | 10 | 1.32 | 0.88889 |  |  | 23.4667
| PB8 | Top bar | 1 | 12 | 2 | 7.792 | 0.88889 |  |  | 13.8524
|  | Bottom bar | 1 | 12 | 2 | 7.792 | 0.88889 |  |  | 13.8524
|  | Top extraa | 1 | 16 | 1 | 4.128 | 1.5802 |  |  |  | 6.5233
|  | Top extraa | 1 | 16 | 1 | 2.128 | 1.5802 |  |  |  | 3.3628
|  | Bottom extraa | 1 | 16 | 1 | 3.72 | 1.5802 |  |  |  | 5.8785
|  | Rings | 1 | 8 | 51 | 1.32 | 0.39506 | 26.5956
| PB9 | Top bar | 1 | 16 | 2 | 26.816 | 1.5802 |  |  |  | 84.7518
|  | Bottom bar | 1 | 16 | 2 | 26.816 | 1.5802 |  |  |  | 84.7518
|  | Top extraa | 1 | 12 | 1 | 5.208 | 0.88889 |  |  | 4.6293
|  | Top extraa | 1 | 16 | 1 | 6.05 | 1.5802 |  |  |  | 9.5605
|  | Top extraa | 1 | 16 | 1 | 7.5 | 1.5802 |  |  |  | 11.8519
|  | Top extraa | 1 | 16 | 1 | 2.828 | 1.5802 |  |  |  | 4.4689
|  | Bottom extraa | 1 | 12 | 1 | 3.467 | 0.88889 |  |  | 3.0818
|  | Bottom extraa | 1 | 12 | 1 | 4.66 | 0.88889 |  |  | 4.1422
|  | Bottom extraa | 1 | 12 | 1 | 4.66 | 0.88889 |  |  | 4.1422
|  | Rings | 1 | 8 | 182 | 1.32 | 0.39506 | 94.9096
| PB10 | Top bar | 1 | 12 | 2 | 32.982 | 0.88889 |  |  | 58.6347
|  | Bottom bar | 1 | 12 | 2 | 32.982 | 0.88889 |  |  | 58.6347
|  | Top extraa | 1 | 16 | 1 | 2.428 | 1.5802 |  |  |  | 3.8368
|  | Top extraa | 1 | 16 | 1 | 6.2 | 1.5802 |  |  |  | 9.7975
|  | Top extraa | 1 | 16 | 1 | 7.4 | 1.5802 |  |  |  | 11.6938
|  | Top extraa | 1 | 16 | 1 | 6.25 | 1.5802 |  |  |  | 9.8765
|  | Top extraa | 1 | 16 | 1 | 2.478 | 1.5802 |  |  |  | 3.9159
|  | Bottom extraa | 1 | 12 | 1 | 3.745 | 0.88889 |  |  | 3.3289
|  | Bottom extraa | 1 | 12 | 1 | 4.56 | 0.88889 |  |  | 4.0533
|  | Bottom extraa | 1 | 12 | 1 | 4.56 | 0.88889 |  |  | 4.0533
|  | Bottom extraa | 1 | 12 | 1 | 3.795 | 0.88889 |  |  | 3.3733
|  | Rings | 1 | 8 | 217 | 1.32 | 0.39506 | 113.1615
| PB11 | Top bar | 4 | 12 | 2 | 5.947 | 0.88889 |  |  | 42.2898
|  | Bottom bar | 4 | 12 | 2 | 5.947 | 0.88889 |  |  | 42.2898
|  | Bottom extraa | 4 | 16 | 1 | 4.245 | 1.5802 |  |  |  | 26.8326
|  | Rings | 4 | 8 | 38 | 1.32 | 0.39506 | 79.2652
| PB12 | Top bar | 4 | 12 | 2 | 6.517 | 0.88889 |  |  | 46.3431
|  | bottom bar | 4 | 12 | 2 | 6.517 | 0.88889 |  |  | 46.3431
|  | Top extraa | 4 | 16 | 2 | 2.478 | 1.5802 |  |  |  | 31.3268
|  | Bottom extraa | 4 | 12 | 1 | 3.795 | 0.88889 |  |  | 13.4933
|  | Rings | 4 | 8 | 35 | 1.32 | 0.39506 | 73.0074
| PB13 | Top bar | 1 | 12 | 2 | 5.532 | 0.88889 |  |  | 9.8347
|  | Bottom bar | 1 | 12 | 2 | 5.532 | 0.88889 |  |  | 9.8347
|  | Top extraa | 1 | 12 | 4 | 2.036 | 0.88889 |  |  | 7.2391
|  | Bottom extraa | 1 | 12 | 1 | 3.46 | 0.88889 |  |  | 3.0756
|  | Rings | 1 | 8 | 33 | 1.32 | 0.39506 | 17.2089
| PB14 | Top bar | 1 | 12 | 2 | 8.562 | 0.88889 |  |  | 15.2213
|  | Bottom bar | 1 | 12 | 2 | 8.562 | 0.88889 |  |  | 15.2213
|  | Top extraa | 1 | 12 | 2 | 5.296 | 0.88889 |  |  | 9.4151
|  | Top extraa | 1 | 12 | 2 | 2.036 | 0.88889 |  |  | 3.6196
|  | Bottom extraa | 1 | 12 | 1 | 3.46 | 0.88889 |  |  | 3.0756
|  | Rings | 1 | 8 | 53 | 1.32 | 0.39506 | 27.6385
| PB15 | Top bar | 1 | 12 | 2 | 32.982 | 0.88889 |  |  | 58.6347
|  | Bottom bar | 1 | 12 | 2 | 32.982 | 0.88889 |  |  | 58.6347
|  | Top extraa | 1 | 16 | 1 | 2.428 | 1.5802 |  |  |  | 3.8368
|  | Top extraa | 1 | 16 | 1 | 6.2 | 1.5802 |  |  |  | 9.7975
|  | Top extraa | 1 | 16 | 1 | 7.4 | 1.5802 |  |  |  | 11.6938
|  | Top extraa | 1 | 16 | 1 | 6.25 | 1.5802 |  |  |  | 9.8765
|  | Top extraa | 1 | 16 | 1 | 2.478 | 1.5802 |  |  |  | 3.9159
|  | Bottom extraa | 1 | 12 | 1 | 3.745 | 0.88889 |  |  | 3.3289
|  | Bottom extraa | 1 | 12 | 2 | 4.56 | 0.88889 |  |  | 8.1067
|  | Bottom extraa | 1 | 12 | 1 | 3.795 | 0.88889 |  |  | 3.3733
|  | Rings | 1 | 8 | 206 | 1.32 | 0.39506 | 107.4252
| PB16 | Top bar | 1 | 12 | 2 | 35.942 | 0.88889 |  |  | 63.8969
|  | Bottom bar | 1 | 12 | 2 | 35.942 | 0.88889 |  |  | 63.8969
|  | Top extraa | 1 | 16 | 1 | 4.543 | 1.5802 |  |  |  | 7.1791
|  | Top extraa | 1 | 16 | 1 | 7.5 | 1.5802 |  |  |  | 11.8519
|  | Top extraa | 1 | 16 | 1 | 6.15 | 1.5802 |  |  |  | 9.7185
|  | Top extraa | 1 | 16 | 1 | 6.167 | 1.5802 |  |  |  | 9.7454
|  | Bottom extraa | 1 | 16 | 1 | 3.6 | 1.5802 |  |  |  | 5.6889
|  | Bottom extraa | 1 | 16 | 1 | 3.32 | 1.5802 |  |  |  | 5.2464
|  | Bottom extraa | 1 | 16 | 1 | 4.66 | 1.5802 |  |  |  | 7.364
|  | Bottom extraa | 1 | 16 | 1 | 4.66 | 1.5802 |  |  |  | 7.364
|  | rings | 1 | 8 | 226 | 1.32 | 0.39506 | 117.8548
| PB17 | Top bar | 1 | 16 | 2 | 6.146 | 1.5802 |  |  |  | 19.4244
|  | Bottom bar | 1 | 16 | 2 | 6.146 | 1.5802 |  |  |  | 19.4244
|  | Rings | 1 | 8 | 37 | 1.32 | 0.39506 | 19.2948
| PB18 | Top bar | 1 | 12 | 2 | 3.277 | 0.88889 |  |  | 5.8258
|  | Bottom bar | 1 | 12 | 2 | 3.277 | 0.88889 |  |  | 5.8258
|  | Rings | 1 | 8 | 22 | 1.32 | 0.39506 | 11.4726
| PB21 | Top bar | 1 | 12 | 2 | 8.197 | 0.88889 |  |  | 14.5724
|  | Bottom bar | 1 | 12 | 2 | 8.197 | 0.88889 |  |  | 14.5724
|  | Top extraa | 1 | 12 | 1 | 7.161 | 0.88889 |  |  | 6.3653
|  | Bottom extraa | 1 | 12 | 1 | 3.575 | 0.88889 |  |  | 3.1778
|  | Rings | 1 | 8 | 48 | 1.32 | 0.39506 | 25.0311
| PB22 | Top bar | 1 | 12 | 2 | 17.092 | 0.88889 |  |  | 30.3858
|  | Bottom bar | 1 | 12 | 3 | 17.092 | 0.88889 |  |  | 45.5787
|  | Top extraa | 1 | 16 | 1 | 2.528 | 1.5802 |  |  |  | 3.9949
|  | Top extraa | 1 | 16 | 1 | 7.5 | 1.5802 |  |  |  | 11.8519
|  | Top extraa | 1 | 16 | 1 | 2.528 | 1.5802 |  |  |  | 3.9949
|  | bottom extraa | 1 | 12 | 1 | 4.66 | 0.88889 |  |  | 4.1422
|  | Bottom extraa | 1 | 12 | 1 | 4.66 | 0.88889 |  |  | 4.1422
|  | Rings | 1 | 12 | 106 | 1.32 | 0.88889 |  |  | 124.3733
| PB24 | Top bar | 1 | 12 | 2 | 8.517 | 0.88889 |  |  | 15.1413
|  | Bottom bar | 1 | 12 | 2 | 8.517 | 0.88889 |  |  | 15.1413
|  | Top extraa | 1 | 16 | 1 | 6.701 | 1.5802 |  |  |  | 10.5892
|  | Bottom extraa | 1 | 12 | 1 | 4.245 | 0.88889 |  |  | 3.7733
|  | Rings | 1 | 8 | 53 | 1.46 | 0.39506 | 30.5699
| PB26 | Top bar | 1 | 12 | 2 | 5.797 | 0.88889 |  |  | 10.3058
|  | Bottom bar | 1 | 12 | 2 | 5.797 | 0.88889 |  |  | 10.3058
|  | Top extraa | 1 | 12 | 1 | 2.036 | 0.88889 |  |  | 1.8098
|  | Top extraa | 1 | 12 | 1 | 2.336 | 0.88889 |  |  | 2.0764
|  | Bottom extraa | 1 | 12 | 1 | 3.465 | 0.88889 |  |  | 3.08
|  | Rings | 1 | 8 | 33 | 1.32 | 0.39506 | 17.2089
| PB27/PB51 | Top bar | 2 | 12 | 2 | 6.872 | 0.88889 |  |  | 24.4338
|  | Bottom bar | 2 | 12 | 2 | 6.872 | 0.88889 |  |  | 24.4338
|  | Top extraa | 2 | 16 | 1 | 2.485 | 1.5802 |  |  |  | 7.8538
|  | Bottom extraa | 2 | 12 | 1 | 3.81 | 0.88889 |  |  | 6.7733
|  | Rings | 2 | 8 | 31 | 1.32 | 0.39506 | 32.3319
| PB29 | Top bar | 1 | 16 | 2 | 17.276 | 1.5802 |  |  |  | 54.6007
|  | Bottom bar | 1 | 16 | 2 | 17.276 | 1.5802 |  |  |  | 54.6007
|  | Top extraa | 1 | 16 | 2 | 2.528 | 1.5802 |  |  |  | 7.9897
|  | Top extraa | 1 | 16 | 1 | 7.5 | 1.5802 |  |  |  | 11.8519
|  | Bottom extraa | 1 | 12 | 2 | 4.66 | 0.88889 |  |  | 8.2844
|  | Rings | 1 | 8 | 106 | 1.32 | 0.39506 | 55.277
| PB30 | Top bar | 1 | 12 | 2 | 8.562 | 0.88889 |  |  | 15.2213
|  | Bottom bar | 1 | 12 | 2 | 8.562 | 0.88889 |  |  | 15.2213
|  | Top extraa | 1 | 12 | 1 | 4.806 | 0.88889 |  |  | 4.272
|  | Top extraa | 1 | 12 | 1 | 1.916 | 0.88889 |  |  | 1.7031
|  | Bottom extraa | 1 | 12 | 1 | 3.43 | 0.88889 |  |  | 3.0489
|  | Rings | 1 | 8 | 59 | 1.32 | 0.39506 | 30.7674
| PB31 | Top bar | 1 | 12 | 2 | 2.884 | 0.88889 |  |  | 5.1271
|  | Bottom bar | 1 | 12 | 2 | 2.884 | 0.88889 |  |  | 5.1271
|  | Rings | 1 | 8 | 15 | 1.32 | 0.39506 | 7.8222
| PB32/PB48 | Top bar | 2 | 12 | 2 | 3.707 | 0.88889 |  |  | 13.1804
|  | bottom bar | 2 | 12 | 2 | 3.707 | 0.88889 |  |  | 13.1804
|  | Rings | 2 | 8 | 17 | 1.32 | 0.39506 | 17.7304
| PB33 | Top bar | 4 | 12 | 2 | 2.827 | 0.88889 |  |  | 20.1031
|  | Bottom bar | 4 | 12 | 2 | 2.827 | 0.88889 |  |  | 20.1031
|  | Rings | 4 | 8 | 15 | 1.32 | 0.39506 | 31.2889
| PB34 | Top bar | 1 | 12 | 2 | 4.067 | 0.88889 |  |  | 7.2302
|  | Bottom bar | 1 | 12 | 2 | 4.067 | 0.88889 |  |  | 7.2302
|  | Rings | 1 | 8 | 21 | 1.32 | 0.39506 | 10.9511
| PB35 | Top bar | 2 | 12 | 2 | 2.827 | 0.88889 |  |  | 10.0516
|  | Bottom bar | 2 | 12 | 2 | 2.827 | 0.88889 |  |  | 10.0516
|  | Rings | 2 | 8 | 15 | 1.32 | 0.39506 | 15.6444
| PB37 | Top bar | 1 | 16 | 2 | 33.856 | 1.5802 |  |  |  | 107.0017
|  | Bottom bar | 1 | 16 | 2 | 33.856 | 1.5802 |  |  |  | 107.0017
|  | Top extraa | 1 | 16 | 1 | 4.53 | 1.5802 |  |  |  | 7.1585
|  | Top extraa | 1 | 16 | 1 | 6.15 | 1.5802 |  |  |  | 9.7185
|  | Top extraa | 1 | 16 | 1 | 7.5 | 1.5802 |  |  |  | 11.8519
|  | Top extraa |  |  |  |  | 0
|  | Bottom extraa | 1 | 12 | 1 | 3.42 | 0.88889 |  |  | 3.04
|  | Bottom extraa | 1 | 12 | 1 | 4.66 | 0.88889 |  |  | 4.1422
|  | Bottom extraa | 1 | 12 | 1 | 4.66 | 0.88889 |  |  | 4.1422
|  | Rings | 1 | 8 | 224 | 1.32 | 0.39506 | 116.8119
| PB39 | Top bar | 1 | 12 | 2 | 7.065 | 0.88889 |  |  | 12.56
|  | Bottom bar | 1 | 12 | 2 | 7.065 | 0.88889 |  |  | 12.56
|  | Top extraa | 1 | 16 | 2 | 2.428 | 1.5802 |  |  |  | 7.6737
|  | Bottom extraa | 1 | 12 | 1 | 3.845 | 0.88889 |  |  | 3.4178
|  | Rings | 1 | 8 | 35 | 1.32 | 0.39506 | 18.2519
| PB40 | Top bar | 2 | 12 | 2 | 16.489 | 0.88889 |  |  | 58.6276
|  | Bottom bar | 2 | 12 | 3 | 16.489 | 0.88889 |  |  | 87.9413
|  | Top extraa | 2 | 16 | 2 | 2.628 | 1.5802 |  |  |  | 16.6116
|  | Top extraa | 2 | 16 | 1 | 7.402 | 1.5802 |  |  |  | 23.394
|  | Bottom extraa | 2 | 12 | 2 | 4.56 | 0.88889 |  |  | 16.2133
|  | Rings | 2 | 8 | 40 | 1.32 | 0.39506 | 41.7185
| PB41 | Top bar | 2 | 12 | 2 | 6.517 | 0.88889 |  |  | 23.1716
|  | Bottom bar | 2 | 12 | 2 | 6.517 | 0.88889 |  |  | 23.1716
|  | Top extraa | 2 | 16 | 2 | 2.428 | 1.5802 |  |  |  | 15.3474
|  | Bottom extraa | 2 | 12 | 1 | 3.745 | 0.88889 |  |  | 6.6578
|  | rings | 2 | 8 | 35 | 1.32 | 0.39506 | 36.5037
| PB42 | Top bar | 1 | 12 | 2 | 6.407 | 0.88889 |  |  | 11.3902
|  | Bottom bar | 1 | 12 | 2 | 6.407 | 0.88889 |  |  | 11.3902
|  | Bottom extraa | 1 | 16 | 1 | 4.245 | 1.5802 |  |  |  | 6.7081
|  | Rings | 1 | 8 | 38 | 1.32 | 0.39506 | 19.8163
| PB43 | Top bar | 2 | 12 | 2 | 6.407 | 0.88889 |  |  | 22.7804
|  | Bottom bar | 2 | 12 | 2 | 6.407 | 0.88889 |  |  | 22.7804
|  | Bottom extraa | 2 | 16 | 1 | 4.245 | 1.5802 |  |  |  | 13.4163
|  | Rings | 2 | 8 | 38 | 1.32 | 0.39506 | 39.6326
| PB44 | Top bar | 3 | 12 | 2 | 6.517 | 0.88889 |  |  | 34.7573
|  | Bottom bar | 3 | 12 | 2 | 6.517 | 0.88889 |  |  | 34.7573
|  | Top extraa | 3 | 16 | 2 | 2.428 | 1.5802 |  |  |  | 23.021
|  | Bottom extraa | 3 | 12 | 1 | 3.745 | 0.88889 |  |  | 9.9867
|  | Rings | 3 | 8 | 35 | 1.32 | 0.39506 | 54.7556
| PB45 | Top bar | 1 | 12 | 2 | 6.517 | 0.88889 |  |  | 11.5858
|  | Bottom bar | 1 | 12 | 2 | 6.517 | 0.88889 |  |  | 11.5858
|  | Top extraa | 1 | 16 | 2 | 2.428 | 1.5802 |  |  |  | 7.6737
|  | Bottom extraa | 1 | 12 | 1 | 3.745 | 0.88889 |  |  | 3.3289
|  | Rings | 1 | 8 | 35 | 1.32 | 0.39506 | 18.2519
| PB46 | Top bar | 1 | 16 | 2 | 28.511 | 1.5802 |  |  |  | 90.1088
|  | Bottom bar | 1 | 16 | 2 | 28.511 | 1.5802 |  |  |  | 90.1088
|  | Top extraa | 1 | 16 | 1 | 4.757 | 1.5802 |  |  |  | 7.5172
|  | Top extraa | 1 | 16 | 1 | 7.5 | 1.5802 |  |  |  | 11.8519
|  | Top extraa | 1 | 16 | 1 | 5.797 | 1.5802 |  |  |  | 9.1607
|  | Top extraa | 1 | 16 | 1 | 4.981 | 1.5802 |  |  |  | 7.8712
|  | Bottom extraa | 1 | 12 | 2 | 4.66 | 0.88889 |  |  | 8.2844
|  | Bottom extraa | 1 | 16 | 1 | 3.518 | 1.5802 |  |  |  | 5.5593
|  | Rings | 1 | 8 | 192 | 1.32 | 0.39506 | 100.1244
| PB47 | Top bar | 1 | 12 | 2 | 5.44 | 0.88889 |  |  | 9.6711
|  | Bottom bar | 1 | 12 | 2 | 5.44 | 0.88889 |  |  | 9.6711
|  | Top extraa | 1 | 16 | 1 | 2.028 | 1.5802 |  |  |  | 3.2047
|  | Bottom extraa | 1 | 12 | 1 | 3.423 | 0.88889 |  |  | 3.0427
|  | Rings | 1 | 8 | 28 | 1.32 | 0.39506 | 14.6015
| PB49 | Top bar | 1 | 12 | 2 | 7.807 | 0.88889 |  |  | 13.8791
|  | Bottom bar | 1 | 12 | 2 | 7.807 | 0.88889 |  |  | 13.8791
|  | Top extraa | 1 | 12 | 1 | 2.036 | 0.88889 |  |  | 1.8098
|  | Top extraa | 1 | 12 | 1 | 4.348 | 0.88889 |  |  | 3.8649
|  | Bottom extraa | 1 | 12 | 1 | 3.423 | 0.88889 |  |  | 3.0427
|  | Rings | 1 | 8 | 48 | 1.32 | 0.39506 | 25.0311
| PB50 | Top bar | 1 | 16 | 2 | 18.488 | 1.5802 |  |  |  | 58.4312
|  | Bottom bar | 1 | 16 | 2 | 18.488 | 1.5802 |  |  |  | 58.4312
|  | Top extraa | 1 | 16 | 1 | 2.428 | 1.5802 |  |  |  | 3.8368
|  | Top extraa | 1 | 16 | 1 | 7.5 | 1.5802 |  |  |  | 11.8519
|  | Top extraa | 1 | 16 | 1 | 4.473 | 1.5802 |  |  |  | 7.0684
|  | Bottom extraa | 1 | 12 | 2 | 4.66 | 0.88889 |  |  | 8.2844
|  | Rings | 1 | 8 | 121 | 1.32 | 0.39506 | 63.0993
| PB52 | Top bar | 1 | 12 | 2 | 5.792 | 0.88889 |  |  | 10.2969
|  | Bottom bar | 1 | 12 | 2 | 5.792 | 0.88889 |  |  | 10.2969
|  | Top extraa | 1 | 16 | 1 | 2.328 | 1.5802 |  |  |  | 3.6788
|  | Top extraa | 1 | 16 | 1 | 2.028 | 1.5802 |  |  |  | 3.2047
|  | Bottom extraa | 1 | 12 | 1 | 3.42 | 0.88889 |  |  | 3.04
|  | Rings | 1 | 8 | 33 | 1.32 | 0.39506 | 17.2089
| PB53 | Top bar | 1 | 12 | 2 | 7.994 | 0.88889 |  |  | 14.2116
|  | Bottom bar | 1 | 12 | 2 | 7.994 | 0.88889 |  |  | 14.2116
|  | Top extraa | 1 | 16 | 1 | 2.328 | 1.5802 |  |  |  | 3.6788
|  | Top extraa | 1 | 16 | 2 | 4.27 | 1.5802 |  |  |  | 13.4953
|  | Bottom extraa | 1 | 12 | 1 | 3.38 | 0.88889 |  |  | 3.0044
|  | Rings | 1 | 8 | 48 | 1.32 | 0.39506 | 25.0311
| PB54 | Top bar | 1 | 12 | 2 | 7.994 | 0.88889 |  |  | 14.2116
|  | Bottom bar | 1 | 12 | 2 | 7.994 | 0.88889 |  |  | 14.2116
|  | Top extraa | 1 | 16 | 1 | 2.328 | 1.5802 |  |  |  | 3.6788
|  | Top extraa | 1 | 16 | 1 | 4.27 | 1.5802 |  |  |  | 6.7477
|  | Bottom extraa | 1 | 12 | 1 | 2.28 | 0.88889 |  |  | 2.0267
|  | Rings | 1 | 8 | 48 | 1.32 | 0.39506 | 25.0311
| Shaft beam | top bar | 8 | 12 | 4 | 1.132 | 0.88889 |  |  | 32.1991
|  | Bottom bar | 8 | 12 | 4 | 1.132 | 0.88889 |  |  | 32.1991
|  | Top bar | 8 | 12 | 2 | 1.267 | 0.88889 |  |  | 18.0196
|  | Bottom bar | 8 | 12 | 2 | 1.267 | 0.88889 |  |  | 18.0196
|  | Rings | 8 | 8 | 8 | 1.09 | 0.39506 | 27.5595
| Shaft beam | Top bar | 8 | 12 | 4 | 1.132 | 0.88889 |  |  | 32.1991
|  | Bottom bar | 8 | 12 | 4 | 1.132 | 0.88889 |  |  | 32.1991
|  | Top bar | 8 | 12 | 2 | 1.817 | 0.88889 |  |  | 25.8418
|  | Bottom bar | 8 | 12 | 2 | 1.817 | 0.88889 |  |  | 25.8418
|  | Rings | 8 | 8 | 11 | 1.09 | 0.39506 | 37.8943
| Shaft beam | Top bar | 8 | 12 | 2 | 1.247 | 0.88889 |  |  | 17.7351
|  | Bottom bar | 8 | 12 | 2 | 1.247 | 0.88889 |  |  | 17.7351
|  | Top bar | 8 | 12 | 2 | 1.192 | 0.88889 |  |  | 16.9529
|  | Bottom bar | 8 | 12 | 2 | 1.192 | 0.88889 |  |  | 16.9529
|  | Rings | 8 | 8 | 4 | 1.09 | 0.39506 | 13.7798
| courtyard area shaft beam area shaft beam | top bar | 8 | 12 | 4 | 1.167 | 0.88889 |  |  | 33.1947
|  | Bottom bar | 8 | 12 | 4 | 1.167 | 0.88889 |  |  | 33.1947
|  | Top bar | 8 | 12 | 2 | 1.78 | 0.88889 |  |  | 25.3156
|  | Bottom bar | 8 | 12 | 2 | 1.78 | 0.88889 |  |  | 25.3156
|  | Rings | 8 | 8 | 11 | 1.09 | 0.39506 | 37.8943
| chajja outer beam |  | 12 | 12 | 13 | 0.96 | 0.88889 |  |  | 133.12
| Tie bar |  | 12 | 12 | 3 | 1.9 | 0.88889 |  |  | 60.8
1 | Ground floor column | [5 empty] | 0
| C1/C7/C58/C62/C70 | Verticals | 5 | 16 | 8 | 3.3 | 1.5802 |  |  |  | 208.5926
|  | Verticals | 5 | 20 | 4 | 3.3 | 2.4691 |  |  |  |  | 162.963
|  | Overlaps | 5 | 16 | 8 | 0.8 | 1.5802 |  |  |  | 50.5679
|  | Overlaps | 5 | 20 | 4 | 1 | 2.4691 |  |  |  |  | 49.3827
|  | Rings | 5 | 8 | 26 | 1.64 | 0.39506 | 84.2272
|  | Rings | 5 | 8 | 26 | 1.255 | 0.39506 | 64.4543
|  | Rings | 5 | 8 | 26 | 0.68 | 0.39506 | 34.9235
|  | Rings | 5 | 8 | 23 | 0.38 | 0.39506 | 17.2642
2 | C2/C9/C10/C11/C18/C19/C69 | Verticals | 7 | 16 | 12 | 3.3 | 1.5802 |  |  |  | 438.0444
|  | Overlaps | 7 | 16 | 12 | 0.8 | 1.5802 |  |  |  | 106.1926
|  | Rings | 7 | 8 | 24 | 1.64 | 0.39506 | 108.8474
|  | Rings | 7 | 8 | 26 | 1.255 | 0.39506 | 90.236
|  | Rings | 7 | 8 | 26 | 0.68 | 0.39506 | 48.8928
|  | Rings | 7 | 8 | 26 | 0.38 | 0.39506 | 27.3225
3 | C3/C6 | Verticals | 2 | 16 | 4 | 3.3 | 1.5802 |  |  |  | 41.7185
|  | Verticals | 2 | 20 | 8 | 3.3 | 2.4691 |  |  |  |  | 130.3704
|  | Overlaps | 2 | 16 | 4 | 0.8 | 1.5802 |  |  |  | 10.1136
|  | Overlaps | 2 | 20 | 8 | 1 | 2.4691 |  |  |  |  | 39.5062
|  | Rings | 2 | 8 | 26 | 1.64 | 0.39506 | 33.6909
|  | Rings | 2 | 8 | 26 | 1.255 | 0.39506 | 25.7817
|  | Rings | 2 | 8 | 26 | 0.68 | 0.39506 | 13.9694
|  | Rings | 2 | 8 | 26 | 0.38 | 0.39506 | 7.8064
4 | C4/C5/C8/C12/C13/C14/C15/C16/C17/C28/C29/C32/C33/C34/C35/C38/C39/C42/C43/C49/C53/C54/C55/C61/C66/C67/C68 | Verticals | 27 | 20 | 12 | 3.3 | 2.4691 |  |  |  |  | 2640
|  | Overlaps | 27 | 20 | 12 | 1 | 2.4691 |  |  |  |  | 800
|  | Rings | 27 | 8 | 24 | 1.64 | 0.39506 | 419.84
|  | Rings | 27 | 8 | 26 | 1.255 | 0.39506 | 348.0533
|  | Rings | 27 | 8 | 26 | 0.68 | 0.39506 | 188.5867
|  | Rings | 27 | 8 | 26 | 0.38 | 0.39506 | 105.3867
5 | C20/C27 | Verticals | 2 | 16 | 4 | 3.3 | 1.5802 |  |  |  | 41.7185
|  | Verticals | 2 | 20 | 8 | 3.3 | 2.4691 |  |  |  |  | 130.3704
|  | Overlaps | 2 | 16 | 4 | 0.8 | 1.5802 |  |  |  | 10.1136
|  | Overlaps | 2 | 20 | 8 | 1 | 2.4691 |  |  |  |  | 39.5062
|  | Rings | 2 | 8 | 26 | 1.64 | 0.39506 | 33.6909
|  | Rings | 2 | 8 | 26 | 1.255 | 0.39506 | 25.7817
|  | Rings | 2 | 8 | 26 | 0.68 | 0.39506 | 13.9694
|  | Rings | 2 | 8 | 26 | 0.38 | 0.39506 | 7.8064
6 | C21/C26/C48 | Verticals | 3 | 20 | 12 | 3.3 | 2.4691 |  |  |  |  | 293.3333
|  | Overlaps | 3 | 20 | 12 | 1 | 2.4691 |  |  |  |  | 88.8889
|  | Rings | 3 | 8 | 26 | 1.64 | 0.39506 | 50.5363
|  | Rings | 3 | 8 | 26 | 1.255 | 0.39506 | 38.6726
|  | Rings | 3 | 8 | 26 | 0.68 | 0.39506 | 20.9541
|  | Rings | 3 | 8 | 26 | 0.38 | 0.39506 | 11.7096
7 | C22/C25/C44/C47 | Verticals | 4 | 20 | 10 | 3.3 | 2.4691 |  |  |  |  | 325.9259
|  | Verticals | 4 | 20 | 10 | 1 | 2.4691 |  |  |  |  | 98.7654
|  | Rings | 4 | 8 | 26 | 1.34 | 0.39506 | 55.0558
|  | Rings | 4 | 8 | 26 | 1.34 | 0.39506 | 55.0558
8 | C23/C24/C30/C31/C36/C37/C45/C46 | Verticals | 8 | 20 | 10 | 3.3 | 2.4691 |  |  |  |  | 651.8519
|  | Overlaps | 8 | 20 | 10 | 1 | 2.4691 |  |  |  |  | 197.5309
|  | Rings | 8 | 8 | 26 | 1.34 | 0.39506 | 110.1116
|  | Rings | 8 | 8 | 26 | 1.01 | 0.39506 | 82.9946
|  | Rings | 8 | 8 | 26 | 0.53 | 0.39506 | 43.5516
9 | C40/C41 | Verticals | 2 | 16 | 12 | 3.3 | 1.5802 |  |  |  | 125.1556
|  | Overlaps | 2 | 16 | 12 | 0.8 | 1.5802 |  |  |  | 30.3407
|  | Rings | 2 | 8 | 26 | 1.64 | 0.39506 | 33.6909
|  | Rings | 2 | 8 | 26 | 1.255 | 0.39506 | 25.7817
|  | Rings | 2 | 8 | 26 | 0.68 | 0.39506 | 13.9694
|  | Rings | 2 | 8 | 26 | 0.38 | 0.39506 | 7.8064
10 | C50/C51 | Verticals | 2 | 20 | 12 | 3.3 | 2.4691 |  |  |  |  | 195.5556
|  | Overlaps | 2 | 20 | 12 | 1 | 2.4691 |  |  |  |  | 59.2593
|  | Rings | 2 | 8 | 26 | 1.64 | 0.39506 | 33.6909
|  | Rings | 2 | 8 | 26 | 1.255 | 0.39506 | 25.7817
|  | Rings | 2 | 8 | 26 | 0.68 | 0.39506 | 13.9694
|  | Rings | 2 | 8 | 26 | 0.38 | 0.39506 | 7.8064
11 | C52/C65 | Verticals | 2 | 20 | 4 | 3.3 | 2.4691 |  |  |  |  | 65.1852
|  | Verticals | 2 | 25 | 8 | 3.3 | 3.858 | [5 empty] | 203.7037
|  | Overlaps | 2 | 20 | 4 | 1 | 2.4691 |  |  |  |  | 19.7531
|  | Overlaps | 2 | 25 | 8 | 1.25 | 3.858 | [5 empty] | 77.1605
|  | Rings | 2 | 8 | 26 | 1.64 | 0.39506 | 33.6909
|  | Rings | 2 | 8 | 26 | 1.255 | 0.39506 | 25.7817
|  | Rings | 2 | 8 | 26 | 0.68 | 0.39506 | 13.9694
|  | Rings | 2 | 8 | 26 | 0.38 | 0.39506 | 7.8064
12 | C56 | Verticals | 1 | 16 | 4 | 3.3 | 1.5802 |  |  |  | 20.8593
|  | Verticals | 1 | 20 | 8 | 3.3 | 2.4691 |  |  |  |  | 65.1852
|  | Overlaps | 1 | 16 | 4 | 0.8 | 1.5802 |  |  |  | 5.0568
|  | Overlaps | 1 | 20 | 8 | 1 | 2.4691 |  |  |  |  | 19.7531
|  | Rings | 1 | 8 | 26 | 1.64 | 0.39506 | 16.8454
|  | Rings | 1 | 8 | 26 | 1.255 | 0.39506 | 12.8909
|  | Rings | 1 | 8 | 26 | 0.68 | 0.39506 | 6.9847
|  | Rings | 1 | 8 | 26 | 0.38 | 0.39506 | 3.9032
13 | C57 | Verticals | 1 | 20 | 12 | 3.3 | 2.4691 |  |  |  |  | 97.7778
|  | Overlaps | 1 | 20 | 12 | 1 | 2.4691 |  |  |  |  | 29.6296
|  | Rings | 1 | 8 | 24 | 1.64 | 0.39506 | 15.5496
|  | Rings | 1 | 8 | 26 | 1.25 | 0.39506 | 12.8395
|  | Rings | 1 | 8 | 26 | 0.68 | 0.39506 | 6.9847
|  | Rings | 1 | 8 | 26 | 0.38 | 0.39506 | 3.9032
14 | C59/C64 | Verticals | 2 | 20 | 10 | 3.3 | 2.4691 |  |  |  |  | 162.963
|  | Overlaps | 2 | 20 | 10 | 1 | 2.4691 |  |  |  |  | 49.3827
|  | Rings | 2 | 8 | 26 | 1.5 | 0.39506 | 30.8148
|  | Rings | 2 | 8 | 26 | 1.06 | 0.39506 | 21.7758
|  | Rings | 2 | 8 | 26 | 0.31 | 0.39506 | 6.3684
15 | C60 | Verticals | 1 | 25 | 10 | 3.3 | 3.858 | [5 empty] | 127.3148
|  | Overlaps | 1 | 25 | 10 | 1.25 | 3.858 | [5 empty] | 48.2253
|  | Rings | 1 | 8 | 26 | 1.5 | 0.39506 | 15.4074
|  | Rings | 1 | 8 | 26 | 1.06 | 0.39506 | 10.8879
|  | Rings | 1 | 8 | 26 | 0.31 | 0.39506 | 3.1842
16 | C63 | Verticals | 1 | 20 | 6 | 3.3 | 2.4691 |  |  |  |  | 48.8889
|  | Verticals | 1 | 16 | 6 | 3.3 | 1.5802 |  |  |  | 31.2889
|  | Overlaps | 1 | 20 | 6 | 1 | 2.4691 |  |  |  |  | 14.8148
|  | Overlaps | 1 | 16 | 6 | 0.8 | 1.5802 |  |  |  | 7.5852
|  | Rings | 1 | 8 | 26 | 1.5 | 0.39506 | 15.4074
|  | Rings | 1 | 8 | 26 | 1.06 | 0.39506 | 10.8879
|  | Rings | 1 | 8 | 26 | 0.31 | 0.39506 | 3.1842
2 | Ground floor roof beam detail | [5 empty] | 0
| B1/B20 | Top bar | 2 | 12 | 3 | 5.84 | 0.88889 |  |  | 31.1467
|  | Bottom bar | 2 | 12 | 3 | 5.84 | 0.88889 |  |  | 31.1467
|  | Top extraa | 2 | 16 | 2 | 2.06 | 1.5802 |  |  |  | 13.0212
|  | Top extraa | 2 | 16 | 2 | 2.36 | 1.5802 |  |  |  | 14.9175
|  | Bottom extraa | 2 | 12 | 1 | 3.42 | 0.88889 |  |  | 6.08
|  | Rings | 2 | 8 | 33 | 1.46 | 0.39506 | 38.0681
|  | Spacer | 2 | 20 | 6 | 0.25 | 2.4691 |  |  |  |  | 7.4074
| B2 | Top bar | 1 | 16 | 3 | 17.34 | 1.5802 |  |  |  | 82.2044
|  | Bottom bar | 1 | 16 | 3 | 17.34 | 1.5802 |  |  |  | 82.2044
|  | Top extraa | 1 | 20 | 4 | 2.56 | 2.4691 |  |  |  |  | 25.284
|  | top extraa | 1 | 20 | 2 | 7.5 | 2.4691 |  |  |  |  | 37.037
|  | Bottom extraa | 1 | 16 | 4 | 4.66 | 1.5802 |  |  |  | 29.4558
|  | rings | 1 | 8 | 106 | 1.46 | 0.39506 | 61.1398
|  | Spacer | 1 | 20 | 11 | 0.25 | 2.4691 |  |  |  |  | 6.7901
| B3 | Top bar | 1 | 16 | 3 | 7.855 | 1.5802 |  |  |  | 37.2385
|  | Bottom bar | 1 | 16 | 3 | 7.855 | 1.5802 |  |  |  | 37.2385
|  | Top extraa | 1 | 16 | 2 | 4.275 | 1.5802 |  |  |  | 13.5111
|  | Top extraa | 1 | 16 | 2 | 2.26 | 1.5802 |  |  |  | 7.1427
|  | Bottom extraa | 1 | 12 | 2 | 3.22 | 0.88889 |  |  | 5.7244
|  | Rings | 1 | 8 | 46 | 1.46 | 0.39506 | 26.5323
|  | Spacer | 1 | 20 | 6 | 0.25 | 2.4691 |  |  |  |  | 3.7037
| B4/B17 | Top bar | 3 | 20 | 3 | 10.675 | 2.4691 |  |  |  |  | 237.2222
|  | Bottom bar | 3 | 20 | 3 | 10.675 | 2.4691 |  |  |  |  | 237.2222
|  | Top extraa | 3 | 20 | 2 | 3.73 | 2.4691 |  |  |  |  | 55.2593
|  | Top extraa | 3 | 20 | 2 | 4.925 | 2.4691 |  |  |  |  | 72.963
|  | Bottom extraa | 3 | 16 | 2 | 5.74 | 1.5802 |  |  |  | 54.4237
|  | Rings | 3 | 8 | 62 | 1.46 | 0.39506 | 107.283
|  | Spacer | 3 | 20 | 6 | 0.25 | 2.4691 |  |  |  |  | 11.1111
| B5 | Top bar | 1 | 16 | 3 | 7.84 | 1.5802 |  |  |  | 37.1674
|  | Bottom bar | 1 | 16 | 3 | 7.84 | 1.5802 |  |  |  | 37.1674
|  | Top extraa | 1 | 16 | 2 | 4.16 | 1.5802 |  |  |  | 13.1477
|  | Top extraa | 1 | 16 | 2 | 2.16 | 1.5802 |  |  |  | 6.8267
|  | Bottom extraa | 1 | 12 | 2 | 3.72 | 0.88889 |  |  | 6.6133
|  | Rings | 1 | 8 | 49 | 1.46 | 0.39506 | 28.2627
|  | Spacer | 1 | 20 | 6 | 0.25 | 2.4691 |  |  |  |  | 3.7037
| B6 | Top bar | 1 | 16 | 3 | 27.88 | 1.5802 |  |  |  | 132.1719
|  | Bottom bar | 1 | 16 | 3 | 27.88 | 1.5802 |  |  |  | 132.1719
|  | Top extraa | 1 | 12 | 2 | 5.232 | 0.88889 |  |  | 9.3013
|  | Top extraa | 1 | 16 | 2 | 6.05 | 1.5802 |  |  |  | 19.121
|  | Top extraa | 1 | 20 | 2 | 7.5 | 2.4691 |  |  |  |  | 37.037
|  | Top extraa | 1 | 20 | 2 | 2.56 | 2.4691 |  |  |  |  | 12.642
|  | Bottom extraa | 1 | 12 | 2 | 3.47 | 0.88889 |  |  | 6.1689
|  | Bottom extraa | 1 | 12 | 2 | 4.66 | 0.88889 |  |  | 8.2844
|  | Bottom extraa | 1 | 16 | 2 | 4.66 | 1.5802 |  |  |  | 14.7279
|  | Rings | 1 | 8 | 177 | 1.46 | 0.39506 | 102.0919
|  | Spacer | 1 | 20 | 16 | 0.25 | 2.4691 |  |  |  |  | 9.8765
| B7 | Top bar | 1 | 20 | 2 | 34.83 | 2.4691 |  |  |  |  | 172
|  | Top bar | 1 | 16 | 1 | 34.23 | 1.5802 |  |  |  | 54.0919
|  | Top bar | 1 | 16 | 6 | 6.2 | 1.5802 |  |  |  | 58.7852
|  | Bottom bar | 1 | 20 | 4 | 6.565 | 2.4691 |  |  |  |  | 64.8395
|  | Bottom bar | 1 | 16 | 2 | 6.565 | 1.5802 |  |  |  | 20.7486
|  | Bottom bar | 1 | 20 | 2 | 17.44 | 2.4691 |  |  |  |  | 86.1235
|  | Top extraa | 1 | 16 | 2 | 2.46 | 1.5802 |  |  |  | 7.7748
|  | Top extraa | 1 | 16 | 2 | 6.2 | 1.5802 |  |  |  | 19.5951
|  | Top extraa | 1 | 16 | 1 | 7.4 | 1.5802 |  |  |  | 11.6938
|  | Top extraa | 1 | 16 | 1 | 6.55 | 1.5802 |  |  |  | 10.3506
|  | Top extraa | 1 | 16 | 2 | 6.25 | 1.5802 |  |  |  | 19.7531
|  | Top extraa | 1 | 16 | 2 | 2.51 | 1.5802 |  |  |  | 7.9328
|  | Bottom extraa | 1 | 16 | 2 | 4.56 | 1.5802 |  |  |  | 14.4119
|  | Face bar | 1 | 12 | 2 | 16.52 | 0.88889 |  |  | 29.3689
|  | Rings | 1 | 8 | 70 | 1.46 | 0.39506 | 40.3753
|  | Rings | 1 | 8 | 30 | 0.86 | 0.39506 | 10.1926
|  | Rings | 1 | 8 | 95 | 2.22 | 0.39506 | 83.3185
|  | Spacer | 1 | 20 | 17 | 0.25 | 2.4691 |  |  |  |  | 10.4938
| B8 | Top bar | 4 | 16 | 2 | 6.595 | 1.5802 |  |  |  | 83.3738
|  | Bottom bar | 4 | 16 | 2 | 6.595 | 1.5802 |  |  |  | 83.3738
|  | Bottom extraa | 4 | 16 | 1 | 4.245 | 1.5802 |  |  |  | 26.8326
|  | Rings | 4 | 8 | 38 | 1.32 | 0.39506 | 79.2652
| B9/B10 | Top bar | 4 | 16 | 3 | 9.165 | 1.5802 |  |  |  | 173.7956
|  | Bottom bar | 4 | 16 | 3 | 6.565 | 1.5802 |  |  |  | 124.4919
|  | Bottom bar | 4 | 16 | 2 |  | 1.5802 |  |  |  | 0
|  | Top bar | 4 | 16 | 2 | 3.41 | 1.5802 |  |  |  | 43.1091
|  | Top extraa | 4 | 16 | 2 | 2.51 | 1.5802 |  |  |  | 31.7314
|  | Top extraa | 4 | 16 | 2 | 4.45 | 1.5802 |  |  |  | 56.2568
|  | Bottom extraa | 4 | 12 | 2 | 3.795 | 0.88889 |  |  | 26.9867
|  | Rings | 4 | 8 | 35 | 1.46 | 0.39506 | 80.7506
|  | Rings | 4 | 8 | 15 | 0.86 | 0.39506 | 20.3852
|  | Spacer | 4 | 20 | 6 | 0.25 | 2.4691 |  |  |  |  | 14.8148
| B11 | Top bar | 1 | 16 | 2 | 5.58 | 1.5802 |  |  |  | 17.6356
|  | Bottm bar | 1 | 16 | 2 | 5.58 | 1.5802 |  |  |  | 17.6356
|  | Top extraa | 1 | 16 | 4 | 2.06 | 1.5802 |  |  |  | 13.0212
|  | Bottom extraa | 1 | 16 | 1 | 3.46 | 1.5802 |  |  |  | 5.4677
|  | Rings | 1 | 8 | 33 | 1.32 | 0.39506 | 17.2089
| B12 | Top bar | 1 | 20 | 2 | 43.805 | 2.4691 |  |  |  |  | 216.321
|  | Top bar | 1 | 16 | 1 | 43.805 | 1.5802 |  |  |  | 69.2227
|  | Top bar | 1 | 16 | 6 | 6.2 | 1.5802 |  |  |  | 58.7852
|  | Bottom bar | 1 | 20 | 2 | 6.565 | 2.4691 |  |  |  |  | 32.4198
|  | Bottom bar | 1 | 16 | 1 | 6.565 | 1.5802 |  |  |  | 10.3743
|  | Bottom bar | 1 | 20 | 2 | 17.44 | 2.4691 |  |  |  |  | 86.1235
|  | Bottom bar | 1 | 20 | 2 | 15.541 | 2.4691 |  |  |  |  | 76.7457
|  | Bottom bar | 1 | 16 | 1 | 15.541 | 1.5802 |  |  |  | 24.5586
|  | Top extraa | 1 | 16 | 2 | 2.46 | 1.5802 |  |  |  | 7.7748
|  | Top extraa | 1 | 16 | 2 | 6.2 | 1.5802 |  |  |  | 19.5951
|  | Top extraa | 1 | 16 | 1 | 7.4 | 1.5802 |  |  |  | 11.6938
|  | Top extraa | 1 | 16 | 2 | 6.25 | 1.5802 |  |  |  | 19.7531
|  | Top extraa | 1 | 16 | 2 | 6.515 | 1.5802 |  |  |  | 20.5906
|  | Top extraa | 1 | 16 | 2 | 2.75 | 1.5802 |  |  |  | 8.6914
|  | Bottom extraa | 1 | 16 | 2 | 4.56 | 1.5802 |  |  |  | 14.4119
|  | Face bar | 1 | 12 | 2 | 16.52 | 0.88889 |  |  | 29.3689
|  | Rings | 1 | 8 | 96 | 1.46 | 0.39506 | 55.3719
|  | Rings | 1 | 8 | 30 | 0.86 | 0.39506 | 10.1926
|  | Rings | 1 | 8 | 26 | 1.32 | 0.39506 | 13.5585
|  | Rings | 1 | 8 | 95 | 2.22 | 0.39506 | 83.3185
|  | Spacer | 1 | 20 | 15 | 0.25 | 2.4691 |  |  |  |  | 9.2593
| B13 | Top bar | 1 | 16 | 3 | 34.575 | 1.5802 |  |  |  | 163.9111
|  | Bottom bar | 1 | 16 | 3 | 34.575 | 1.5802 |  |  |  | 163.9111
|  | Top extraa | 1 | 16 | 2 | 2.56 | 1.5802 |  |  |  | 8.0909
|  | top extraa | 1 | 16 | 2 | 7.5 | 1.5802 |  |  |  | 23.7037
|  | Top extraa | 1 | 16 | 2 | 6.15 | 1.5802 |  |  |  | 19.437
|  | Top extraa | 1 | 16 | 2 | 6.167 | 1.5802 |  |  |  | 19.4908
|  | Bottom extraa | 1 | 12 | 4 | 4.66 | 0.88889 |  |  | 16.5689
|  | Bottom extraa | 1 | 12 | 2 | 3.32 | 0.88889 |  |  | 5.9022
|  | Bottom extraa | 1 | 12 | 2 | 3.6 | 0.88889 |  |  | 6.4
|  | Rings | 1 | 8 | 206 | 1.46 | 0.39506 | 118.8188
|  | Spacer | 1 | 20 | 19 | 0.25 | 2.4691 |  |  |  |  | 11.7284
| B14 | Top bar | 1 | 16 | 2 | 6.225 | 1.5802 |  |  |  | 19.6741
|  | Bottom bar | 1 | 16 | 2 | 6.225 | 1.5802 |  |  |  | 19.6741
|  | Rings | 1 | 8 | 38 | 1.32 | 0.39506 | 19.8163
| B15 | Top bar | 1 | 12 | 2 | 3.395 | 0.88889 |  |  | 6.0356
|  | Bottom bar | 1 | 12 | 2 | 3.395 | 0.88889 |  |  | 6.0356
|  | Rings | 1 | 8 | 22 | 1.32 | 0.39506 | 11.4726
| B16 | Top bar | 1 | 16 | 2 | 4.01 | 1.5802 |  |  |  | 12.6736
|  | Bottom bar | 1 | 16 | 2 | 4.01 | 1.5802 |  |  |  | 12.6736
|  | Rings | 1 | 8 | 25 | 1.46 | 0.39506 | 14.4198
| B18 | Top bar | 1 | 16 | 3 | 17.34 | 1.5802 |  |  |  | 82.2044
|  | Bottom bar | 1 | 16 | 3 | 17.34 | 1.5802 |  |  |  | 82.2044
|  | Top extraa | 1 | 20 | 2 | 3.5 | 2.4691 |  |  |  |  | 17.284
|  | Top extraa | 1 | 16 | 3 | 7.5 | 1.5802 |  |  |  | 35.5556
|  | Top extraa | 1 | 20 | 2 | 2.56 | 2.4691 |  |  |  |  | 12.642
|  | Bottom extraa | 1 | 16 | 4 | 4.66 | 1.5802 |  |  |  | 29.4558
|  | Rings | 1 | 8 | 106 | 1.46 | 0.39506 | 61.1398
|  | Spacer | 1 | 20 | 11 | 0.25 | 2.4691 |  |  |  |  | 6.7901
| B22 | Top bar | 1 | 16 | 3 | 5.84 | 1.5802 |  |  |  | 27.6859
|  | Bottom bar | 1 | 16 | 3 | 5.84 | 1.5802 |  |  |  | 27.6859
|  | Top extraa | 1 | 16 | 4 | 2.36 | 1.5802 |  |  |  | 14.9175
|  | Bottom extraa | 1 | 16 | 2 | 3.42 | 1.5802 |  |  |  | 10.8089
|  | Rings | 1 | 8 | 33 | 1.46 | 0.39506 | 19.0341
|  | Spacer | 1 | 20 | 6 | 0.25 | 2.4691 |  |  |  |  | 3.7037
| B24 | Top bar | 1 | 16 | 3 | 17.34 | 1.5802 |  |  |  | 82.2044
|  | Bottom bar | 1 | 16 | 3 | 17.34 | 1.5802 |  |  |  | 82.2044
|  | Top extraa | 1 | 20 | 4 | 2.56 | 2.4691 |  |  |  |  | 25.284
|  | Top extraa | 1 | 20 | 2 | 7.5 | 2.4691 |  |  |  |  | 37.037
|  | bottom extraa | 1 | 16 | 4 | 4.66 | 1.5802 |  |  |  | 29.4558
|  | Rings | 1 | 8 | 106 | 1.46 | 0.39506 | 61.1398
|  | Spacer | 1 | 20 | 11 | 0.25 | 2.4691 |  |  |  |  | 6.7901
| B25 | Top bar | 1 | 16 | 2 | 8.565 | 1.5802 |  |  |  | 27.0696
|  | Bottom bar | 1 | 16 | 2 | 8.565 | 1.5802 |  |  |  | 27.0696
|  | Top extraa | 1 | 20 | 1 | 5.19 | 2.4691 |  |  |  |  | 12.8148
|  | Top extraa | 1 | 20 | 1 | 2.01 | 2.4691 |  |  |  |  | 4.963
|  | Bottom extraa | 1 | 16 | 1 | 3.431 | 1.5802 |  |  |  | 5.4218
|  | Rings | 1 | 8 | 59 | 1.32 | 0.39506 | 30.7674
| B26 | Top bar | 1 | 20 | 3 | 10.675 | 2.4691 |  |  |  |  | 79.0741
|  | Bottom bar | 1 | 20 | 3 | 10.675 | 2.4691 |  |  |  |  | 79.0741
|  | Top extraa | 1 | 20 | 2 | 4.895 | 2.4691 |  |  |  |  | 24.1728
|  | Top extraa | 1 | 20 | 2 | 4.07 | 2.4691 |  |  |  |  | 20.0988
|  | Bottom extraa | 1 | 16 | 2 | 3.762 | 1.5802 |  |  |  | 11.8898
|  | Rings | 1 | 8 | 66 | 1.46 | 0.39506 | 38.0681
|  | Spacer | 1 | 20 | 6 | 0.25 | 2.4691 |  |  |  |  | 3.7037
| B27 | Top bar | 1 | 16 | 2 | 8.5 | 1.5802 |  |  |  | 26.8642
|  | Bottom bar | 1 | 16 | 2 | 8.5 | 1.5802 |  |  |  | 26.8642
|  | Top extraa | 1 | 20 | 1 | 1.9 | 2.4691 |  |  |  |  | 4.6914
|  | Top extraa | 1 | 20 | 1 | 5.23 | 2.4691 |  |  |  |  | 12.9136
|  | Bottom extraa | 1 | 16 | 1 | 3.1 | 1.5802 |  |  |  | 4.8988
|  | Rings | 1 | 8 | 57 | 1.46 | 0.39506 | 32.877
| B29 | Top bar | 1 | 16 | 3 | 36.32 | 1.5802 |  |  |  | 172.1837
|  | Bottom bar | 1 | 16 | 3 | 36.32 | 1.5802 |  |  |  | 172.1837
|  | Top extraa | 1 | 16 | 2 | 4.88 | 1.5802 |  |  |  | 15.4232
|  | Top extraaa | 1 | 20 | 2 | 6 | 2.4691 |  |  |  |  | 29.6296
|  | Top extraa | 1 | 20 | 2 | 7.5 | 2.4691 |  |  |  |  | 37.037
|  | Top extraa | 1 | 20 | 2 | 2.56 | 2.4691 |  |  |  |  | 12.642
|  | Bottom extraa | 1 | 16 | 2 | 3.42 | 1.5802 |  |  |  | 10.8089
|  | Bottom extraa | 1 | 16 | 2 | 4.66 | 1.5802 |  |  |  | 14.7279
|  | Bottom extraa | 1 | 16 | 2 | 4.66 | 1.5802 |  |  |  | 14.7279
|  | Rings | 1 | 8 | 224 | 1.46 | 0.39506 | 129.201
|  | Spacer | 1 | 20 | 16 | 0.25 | 2.4691 |  |  |  |  | 9.8765
| B31 | Top bar | 1 | 20 | 2 | 34.825 | 2.4691 |  |  |  |  | 171.9753
|  | Top bar | 1 | 16 | 1 | 34.225 | 1.5802 |  |  |  | 54.084
|  | Top bar | 1 | 16 | 6 | 6.2 | 1.5802 |  |  |  | 58.7852
|  | Bottom bar | 1 | 20 | 4 | 6.565 | 2.4691 |  |  |  |  | 64.8395
|  | Bottom bar | 1 | 16 | 2 | 6.565 | 1.5802 |  |  |  | 20.7486
|  | Bottom bar | 1 | 20 | 2 | 17.44 | 2.4691 |  |  |  |  | 86.1235
|  | Top extraa | 1 | 16 | 2 | 2.51 | 1.5802 |  |  |  | 7.9328
|  | Top extraa | 1 | 16 | 3 | 6.25 | 1.5802 |  |  |  | 29.6296
|  | Top extraa | 1 | 16 | 1 | 7.4 | 1.5802 |  |  |  | 11.6938
|  | Top extraa | 1 | 16 | 2 | 2.46 | 1.5802 |  |  |  | 7.7748
|  | Bottom extraa | 1 | 16 | 2 | 4.56 | 1.5802 |  |  |  | 14.4119
|  | Face bar | 1 | 12 | 2 | 16.52 | 0.88889 |  |  | 29.3689
|  | Rings | 1 | 8 | 30 | 0.86 | 0.39506 | 10.1926
|  | Rings | 1 | 8 | 106 | 2.22 | 0.39506 | 92.9659
|  | Rings | 1 | 8 | 70 | 1.46 | 0.39506 | 40.3753
|  | Spacer | 1 | 20 | 10 | 0.25 | 2.4691 |  |  |  |  | 6.1728
| B32/B33 Nos | Top bar | 4 | 16 | 2 | 6.595 | 1.5802 |  |  |  | 83.3738
|  | Bottom bar | 4 | 16 | 2 | 6.595 | 1.5802 |  |  |  | 83.3738
|  | Bottom extraa | 4 | 20 | 1 | 4.245 | 2.4691 |  |  |  |  | 41.9259
|  | Rings | 4 | 8 | 38 | 1.32 | 0.39506 | 79.2652
| B34/B35 4Nos | Top bar | 4 | 16 | 3 | 8.465 | 1.5802 |  |  |  | 160.5215
|  | Bottom bar | 4 | 16 | 3 | 6.565 | 1.5802 |  |  |  | 124.4919
|  | Top extraa | 4 | 16 | 2 | 2.51 | 1.5802 |  |  |  | 31.7314
|  | Top extraa | 4 | 16 | 2 | 4.45 | 1.5802 |  |  |  | 56.2568
|  | Bottom extraa | 4 | 12 | 2 | 3.795 | 0.88889 |  |  | 26.9867
|  | Rings | 4 | 8 | 35 | 1.46 | 0.39506 | 80.7506
|  | Rings | 4 | 8 | 15 | 0.86 | 0.39506 | 20.3852
|  | Spacer | 4 | 20 | 6 | 0.25 | 2.4691 |  |  |  |  | 14.8148
| B36 | Top bar | 1 | 20 | 2 | 34.825 | 2.4691 |  |  |  |  | 171.9753
|  | Top bar | 1 | 16 | 1 | 34.225 | 1.5802 |  |  |  | 54.084
|  | Top bar | 1 | 16 | 6 | 6.2 | 1.5802 |  |  |  | 58.7852
|  | Bottom bar | 1 | 20 | 4 | 6.565 | 2.4691 |  |  |  |  | 64.8395
|  | Bottom bar | 1 | 16 | 2 | 6.565 | 1.5802 |  |  |  | 20.7486
|  | Bottom bar | 1 | 20 | 2 | 17.44 | 2.4691 |  |  |  |  | 86.1235
|  | Top extraa | 1 | 16 | 2 | 2.51 | 1.5802 |  |  |  | 7.9328
|  | Top extraa | 1 | 16 | 4 | 6.25 | 1.5802 |  |  |  | 39.5062
|  | Top extraa | 1 | 16 | 1 | 7.4 | 1.5802 |  |  |  | 11.6938
|  | Top extraa | 1 | 16 | 2 | 2.46 | 1.5802 |  |  |  | 7.7748
|  | Bottom extraa | 1 | 12 | 2 | 4.56 | 0.88889 |  |  | 8.1067
|  | Face bar | 1 | 12 | 2 | 16.52 | 0.88889 |  |  | 29.3689
|  | Rings | 1 | 8 | 30 | 0.86 | 0.39506 | 10.1926
|  | Rings | 1 | 8 | 106 | 2.22 | 0.39506 | 92.9659
|  | Rings | 1 | 8 | 70 | 1.46 | 0.39506 | 40.3753
|  | Spacer | 1 | 20 | 10 | 0.25 | 2.4691 |  |  |  |  | 6.1728
| B37 | Top bar | 1 | 16 | 3 | 30.175 | 1.5802 |  |  |  | 143.0519
|  | Bottom bar | 1 | 16 | 3 | 30.175 | 1.5802 |  |  |  | 143.0519
|  | Top extraa | 1 | 20 | 2 | 4.76 | 2.4691 |  |  |  |  | 23.5062
|  | Top extraa | 1 | 20 | 2 | 7.5 | 2.4691 |  |  |  |  | 37.037
|  | Top extraa | 1 | 20 | 2 | 5.8 | 2.4691 |  |  |  |  | 28.642
|  | Top extraa | 1 | 16 | 2 | 4.63 | 1.5802 |  |  |  | 14.6331
|  | Bottom extraa | 1 | 16 | 4 | 4.66 | 1.5802 |  |  |  | 29.4558
|  | Bottom extraa | 1 | 16 | 2 | 3.52 | 1.5802 |  |  |  | 11.1249
|  | Rings | 1 | 8 | 172 | 1.46 | 0.39506 | 99.2079
|  | Spacer | 1 | 20 | 16 | 0.25 | 2.4691 |  |  |  |  | 9.8765
| B38 | Top bar | 1 | 16 | 2 | 5.56 | 1.5802 |  |  |  | 17.5723
|  | Bottom bar | 1 | 16 | 2 | 5.56 | 1.5802 |  |  |  | 17.5723
|  | Top extraa | 1 | 16 | 2 | 2.06 | 1.5802 |  |  |  | 6.5106
|  | Bottom extraa | 1 | 16 | 1 | 3.43 | 1.5802 |  |  |  | 5.4202
|  | Rings | 1 | 8 | 34 | 1.32 | 0.39506 | 17.7304
| B39 | Top bar | 1 | 20 | 3 | 8.66 | 2.4691 |  |  |  |  | 64.1481
|  | Bottom bar | 1 | 20 | 3 | 8.66 | 2.4691 |  |  |  |  | 64.1481
|  | Top extraa | 1 | 20 | 2 | 1.96 | 2.4691 |  |  |  |  | 9.679
|  | Top extraa | 1 | 20 | 2 | 4.79 | 2.4691 |  |  |  |  | 23.6543
|  | Bottom extraaa | 1 | 16 | 2 | 3.76 | 1.5802 |  |  |  | 11.8835
|  | Rings | 1 | 8 | 56 | 1.46 | 0.39506 | 32.3002
|  | Spacer | 1 | 20 | 6 | 0.25 | 2.4691 |  |  |  |  | 3.7037
| B40 | Top bar | 1 | 16 | 3 | 7.855 | 1.5802 |  |  |  | 37.2385
|  | Bottom bar | 1 | 16 | 3 | 7.855 | 1.5802 |  |  |  | 37.2385
|  | Top extraa | 1 | 20 | 2 | 2.06 | 2.4691 |  |  |  |  | 10.1728
|  | Top extraa | 1 | 20 | 2 | 4.37 | 2.4691 |  |  |  |  | 21.5802
|  | Botttom extraa | 1 | 16 | 2 | 3.42 | 1.5802 |  |  |  | 10.8089
|  | Rings | 1 | 8 | 48 | 1.46 | 0.39506 | 27.6859
|  | Spacer | 1 | 20 | 6 | 0.25 | 2.4691 |  |  |  |  | 3.7037
| B41 | Top bar | 1 | 16 | 3 | 20.16 | 1.5802 |  |  |  | 95.5733
|  | Bottom bar | 1 | 16 | 3 | 20.16 | 1.5802 |  |  |  | 95.5733
|  | Top extraa | 1 | 20 | 2 | 2.46 | 2.4691 |  |  |  |  | 12.1481
|  | Top extraa | 1 | 20 | 2 | 7.5 | 2.4691 |  |  |  |  | 37.037
|  | Top extraa | 1 | 20 | 2 | 4.65 | 2.4691 |  |  |  |  | 22.963
|  | Bottom extraa | 1 | 16 | 2 | 4.66 | 1.5802 |  |  |  | 14.7279
|  | Bottom extraa | 1 | 16 | 2 | 4.66 | 1.5802 |  |  |  | 14.7279
|  | Rings | 1 | 8 | 81 | 1.46 | 0.39506 | 46.72
|  | Spacer | 1 | 20 | 11 | 0.25 | 2.4691 |  |  |  |  | 6.7901
| B42 | Top bar | 1 | 16 | 3 | 5.84 | 1.5802 |  |  |  | 27.6859
|  | Bottom bar | 1 | 16 | 3 | 5.84 | 1.5802 |  |  |  | 27.6859
|  | Top extraa | 1 | 16 | 2 | 2.36 | 1.5802 |  |  |  | 7.4588
|  | Top extraa | 1 | 12 | 2 | 2.06 | 0.88889 |  |  | 3.6622
|  | Bottom extraa | 1 | 8 | 33 | 1.46 | 0.39506 | 19.0341
|  | Spacer | 1 | 20 | 4 | 0.25 | 2.4691 |  |  |  |  | 2.4691
| B43/B44 | Top bar | 2 | 20 | 2 | 7.73 | 2.4691 |  |  |  |  | 76.3457
|  | Bottom bar | 2 | 20 | 2 | 7.73 | 2.4691 |  |  |  |  | 76.3457
|  | Top bar | 2 | 20 | 2 | 4.476 | 2.4691 |  |  |  |  | 44.2074
|  | Bottom bar | 2 | 20 | 2 | 4.476 | 2.4691 |  |  |  |  | 44.2074
|  | extraa | 2 | 20 | 2 | 3.952 | 2.4691 |  |  |  |  | 39.0321
|  | Rings | 2 | 8 | 50 | 1.32 | 0.39506 | 52.1481
3 | Ground floor roof | [5 empty] | 0
| S1 | Main bar | 4 | 8 | 16 | 3.766 | 0.39506 | 95.2194
|  | Main bar | 4 | 8 | 16 | 3.216 | 0.39506 | 81.3132
|  | Distribution bar | 4 | 8 | 14 | 5.42 | 0.39506 | 119.9091
|  | Binder | 4 | 8 | 8 | 4.62 | 0.39506 | 58.4059
|  | Binder | 4 | 8 | 7 | 2.516 | 0.39506 | 27.8313
| S1 | Main bar | 3 | 8 | 32 | 2.3 | 0.39506 | 87.2296
|  | Distribution bar | 3 | 8 | 10 | 5.22 | 0.39506 | 61.8667
|  | Binder | 3 | 8 | 8 | 4.62 | 0.39506 | 43.8044
| S2 | Main bar | 2 | 10 | 19 | 5.87 | 0.61728 |  | 137.6914
|  | Main bar | 2 | 10 | 19 | 5.82 | 0.61728 |  | 136.5185
|  | Distribution bar | 2 | 10 | 19 | 6.17 | 0.61728 |  | 144.7284
|  | Distribution bar | 2 | 10 | 19 | 5.87 | 0.61728 |  | 137.6914
|  | Binder | 2 | 8 | 8 | 4.62 | 0.39506 | 29.203
|  | Binder | 2 | 8 | 8 | 4.62 | 0.39506 | 29.203
| S3 | Main bar | 16 | 10 | 18 | 4.46 | 0.61728 |  | 792.8889
|  | Main bar | 16 | 10 | 18 | 4.41 | 0.61728 |  | 784
|  | Distribution bar | 16 | 8 | 8 | 6.595 | 0.39506 | 333.4953
|  | Distribution bar | 16 | 8 | 8 | 6.045 | 0.39506 | 305.683
|  | Binder | 16 | 8 | 8 | 5.945 | 0.39506 | 300.6262
|  | Binder | 16 | 8 | 8 | 3.46 | 0.39506 | 174.9649
| S4 | Main bar | 4 | 10 | 18 | 4.65 | 0.61728 |  | 206.6667
|  | Main bar | 4 | 10 | 18 | 4.6 | 0.61728 |  | 204.4444
|  | Distribution bar | 4 | 10 | 8 | 6.595 | 0.61728 |  | 130.2716
|  | Distribution bar | 4 | 10 | 8 | 6.045 | 0.61728 |  | 119.4074
|  | Binder | 4 | 8 | 6 | 5.945 | 0.39506 | 56.3674
|  | Binder | 4 | 8 | 8 | 3.6 | 0.39506 | 45.5111
| S5(Gallery) | Main bar | 3 | 8 | 11 | 2.25 | 0.39506 | 29.3333
|  | Distribution bar | 3 | 8 | 10 | 2.25 | 0.39506 | 26.6667
|  | Binder | 3 | 8 | 3 | 2.25 | 0.39506 | 8
| S5(NEAR BATHROOM AREA) | Main bar | 2 | 8 | 28 | 2.3 | 0.39506 | 50.884
|  | Distribution bar | 2 | 8 | 10 | 5.22 | 0.39506 | 41.2444
|  | Binder | 2 | 8 | 6 | 5.22 | 0.39506 | 24.7467
| S5(near courtyard area) | Main bar | 8 | 8 | 34 | 2.23 | 0.39506 | 239.6286
|  | Distribution bar | 8 | 8 | 10 | 6.46 | 0.39506 | 204.1679
|  | Binder | 8 | 8 | 3 | 6.46 | 0.39506 | 61.2504
| S5(near courtyard area) | Main bar | 4 | 8 | 18 | 2.23 | 0.39506 | 63.4311
|  | Distribution bar | 4 | 8 | 10 | 3.6 | 0.39506 | 56.8889
|  | Binder | 4 | 8 | 3 | 3.6 | 0.39506 | 17.0667
| S5(Near staircase area) | Main bar | 1 | 8 | 18 | 2.3 | 0.39506 | 16.3556
|  | Distribution bar | 1 | 8 | 10 | 3.545 | 0.39506 | 14.0049
|  | Binder |  |  |  |  | 0
| S5(Near staircase area) | Main bar | 1 | 8 | 26 | 2.3 | 0.39506 | 23.6247
|  | Distribution bar | 1 | 8 | 10 | 4.96 | 0.39506 | 19.5951
|  | Binder |  |  |  |  | 0
| S5 | Main bar | 1 | 8 | 32 | 2.3 | 0.39506 | 29.0765
|  | Distribution bar | 1 | 8 | 10 | 5.945 | 0.39506 | 23.4864
|  | Binder | 1 | 8 | 5 | 5.345 | 0.39506 | 10.558
| S9 | Main bar | 1 | 10 | 18 | 4.95 | 0.61728 |  | 55
|  | Main bar | 1 | 10 | 18 | 5.55 | 0.61728 |  | 61.6667
|  | Distribution bar | 1 | 10 | 18 | 4.95 | 0.61728 |  | 55
|  | Distribution bar | 1 | 10 | 18 | 5.55 | 0.61728 |  | 61.6667
|  | Top extraa | 1 | 8 | 6 | 4.32 | 0.39506 | 10.24
|  | Bindee | 1 | 8 | 12 | 4.32 | 0.39506 | 20.48
| S7 | Main bar | 1 | 10 | 26 | 3.13 | 0.61728 |  | 50.2346
|  | Main bar | 1 | 10 | 26 | 2.4 | 0.61728 |  | 38.5185
|  | Distribution bar | 1 | 10 | 10 | 8.175 | 0.61728 |  | 50.463
|  | Binder | 1 | 8 | 4 | 8.175 | 0.39506 | 12.9185
| S6 | Main bar | 1 | 8 | 20 | 2.445 | 0.39506 | 19.3185
|  | Distribution bar | 1 | 8 | 13 | 3.48 | 0.39506 | 17.8726
| Shaft | Main bar | 2 | 8 | 8 | 2.055 | 0.39506 | 12.9896
|  | Distribution bar | 2 | 8 | 8 | 2.055 | 0.39506 | 12.9896
|  | Binder | 2 | 8 | 4 | 1.055 | 0.39506 | 3.3343
| Chajja | Main bar | 4 | 10 | 77 | 0.96 | 0.61728 |  | 182.5185
|  | Binder | 4 | 8 | 2 | 9.46 | 0.39506 | 29.8983
| Chair | Chair | 1 | 10 | 495 | 1.27 | 0.61728 |  | 388.0556
4 | Fire escape staircase detail | [5 empty] | 0
| LB 1 | Top bar | 1 | 16 | 2 | 5.96 | 1.5802 |  |  |  | 18.8365
|  | Bottm bar | 1 | 16 | 2 | 5.96 | 1.5802 |  |  |  | 18.8365
|  | Top extraa | 1 | 16 | 4 | 2.06 | 1.5802 |  |  |  | 13.0212
|  | Bottom extraa | 1 | 16 | 1 | 3.46 | 1.5802 |  |  |  | 5.4677
|  | Rings | 1 | 8 | 33 | 1.32 | 0.39506 | 17.2089
| First flight | Dowels | 1 | 12 | 7 | 2.5 | 0.88889 |  |  | 15.5556
|  | Dowels | 1 | 12 | 6 | 2 | 0.88889 |  |  | 10.6667
|  | Overlap | 1 | 12 | 7 | 0.6 | 0.88889 |  |  | 3.7333
|  | Overlap | 1 | 12 | 7 | 0.6 | 0.88889 |  |  | 3.7333
|  | Main bar | 2 | 12 | 7 | 4.43 | 0.88889 |  |  | 55.1289
|  | Main bar | 2 | 12 | 6 | 4.13 | 0.88889 |  |  | 44.0533
|  | Distribution bar | 2 | 8 | 16 | 1.75 | 0.39506 | 22.1235
| At Landing | Main bar | 2 | 12 | 19 | 2.03 | 0.88889 |  |  | 68.5689
|  | Distribution bar | 2 | 8 | 10 | 4.45 | 0.39506 | 35.1605
| Second flight | Main bar | 2 | 12 | 12 | 6 | 0.88889 |  |  | 128
|  | Distribution bar | 2 | 12 | 32 | 1.75 | 0.88889 |  |  | 99.5556
|  | Overlap | 2 | 12 | 13 | 0.6 | 0.88889 |  |  | 13.8667
|  | extraa bar | 1 | 12 | 13 | 1.475 | 0.88889 |  |  | 17.0444
|  | Chair | 1 | 12 | 28 | 0.75 | 0.88889 |  |  | 18.6667
5 | Staircase detail(Near lift area) | LB1(Top bar) | 1 | 16 | 2 | 6.04 | 1.5802 |  |  |  | 19.0894
|  | Bottom bar | 1 | 16 | 2 | 6.04 | 1.5802 |  |  |  | 19.0894
|  | Top extraa | 1 | 16 | 2 | 2.36 | 1.5802 |  |  |  | 7.4588
|  | Bottomm extraa | 1 | 16 | 1 | 3.56 | 1.5802 |  |  |  | 5.6257
|  | Rings | 1 | 8 | 33 | 1.32 | 0.39506 | 17.2089
|  | Dowels | 1 | 12 | 8 | 2.5 | 0.88889 |  |  | 17.7778
|  | Dowels | 1 | 12 | 8 | 2 | 0.88889 |  |  | 14.2222
|  | Overlap | 2 | 12 | 16 | 0.6 | 0.88889 |  |  | 17.0667
| First flight | Main bar | 2 | 12 | 8 | 3.98 | 0.88889 |  |  | 56.6044
|  | Main bar | 2 | 12 | 8 | 3.68 | 0.88889 |  |  | 52.3378
|  | Distribution bar | 2 | 10 | 15 | 1.75 | 0.61728 |  | 32.4074
| Second flight | Main bar | 2 | 12 | 16 | 3.09 | 0.88889 |  |  | 87.8933
|  | Distribution bar | 2 | 10 | 16 | 1.75 | 0.61728 |  | 34.5679
| Third flight | Main bar | 2 | 12 | 16 | 6.88 | 0.88889 |  |  | 195.6978
|  | Distribution bar | 2 | 10 | 35 | 1.75 | 0.61728 |  | 75.6173
|  | extraa bar | 2 | 12 | 16 | 1.4 | 0.88889 |  |  | 39.8222
|  | Chair | 1 | 12 | 35 | 0.75 | 0.88889 |  |  | 23.3333
6 | First floor column | [5 empty] | 0
| C1/C7/C58/C62/C70 | Verticals | 5 | 16 | 12 | 3.3 | 1.5802 |  |  |  | 312.8889
|  | Overlaps | 5 | 16 | 12 | 0.8 | 1.5802 |  |  |  | 75.8519
|  | Rings | 5 | 8 | 26 | 1.64 | 0.39506 | 84.2272
|  | Rings | 5 | 8 | 26 | 1.255 | 0.39506 | 64.4543
|  | Rings | 5 | 8 | 26 | 0.38 | 0.39506 | 19.516
|  | Rings | 5 | 8 | 26 | 0.68 | 0.39506 | 34.9235
| C2/C9/C10/C11/C18/C19/C69 | Verticals | 7 | 16 | 8 | 3.3 | 1.5802 |  |  |  | 292.0296
|  | Verticals | 7 | 12 | 4 | 3.3 | 0.88889 |  |  | 82.1333
|  | Overlaps | 7 | 16 | 8 | 0.8 | 1.5802 |  |  |  | 70.7951
|  | Overlaps | 7 | 12 | 4 | 0.6 | 0.88889 |  |  | 14.9333
|  | Rings | 7 | 8 | 26 | 1.64 | 0.39506 | 117.918
|  | Rings | 7 | 8 | 26 | 1.255 | 0.39506 | 90.236
|  | Rings | 7 | 8 | 26 | 0.38 | 0.39506 | 27.3225
|  | Rings | 7 | 8 | 26 | 0.68 | 0.39506 | 48.8928
| C3/C6 | Verticals | 2 | 16 | 4 | 3.3 | 1.5802 |  |  |  | 41.7185
|  | Verticals | 2 | 20 | 8 | 3.3 | 2.4691 |  |  |  |  | 130.3704
|  | Overlaps | 2 | 16 | 4 | 0.8 | 1.5802 |  |  |  | 10.1136
|  | Overlaps | 2 | 20 | 8 | 1 | 2.4691 |  |  |  |  | 39.5062
|  | Rings | 2 | 8 | 26 | 1.64 | 0.39506 | 33.6909
|  | Rings | 2 | 8 | 26 | 1.255 | 0.39506 | 25.7817
|  | Rings | 2 | 8 | 26 | 0.68 | 0.39506 | 13.9694
|  | Rings | 2 | 8 | 26 | 0.38 | 0.39506 | 7.8064
| C4/C5/C8/C12/C13/C14/C15/C16/C17/C28/C29/C32/C33/C34/C35/C38/C39/C42/C43/C49/C53/C54/C55/C61/C66/C67/C68 | Verticals | 27 | 20 | 12 | 3.3 | 2.4691 |  |  |  |  | 2640
|  | Overlaps | 27 | 20 | 12 | 1 | 2.4691 |  |  |  |  | 800
|  | Rings | 27 | 8 | 24 | 1.64 | 0.39506 | 419.84
|  | Rings | 27 | 8 | 26 | 1.255 | 0.39506 | 348.0533
|  | Rings | 27 | 8 | 26 | 0.68 | 0.39506 | 188.5867
|  | Rings | 27 | 8 | 26 | 0.38 | 0.39506 | 105.3867
| C20/C27 | Verticals | 2 | 16 | 4 | 3.3 | 1.5802 |  |  |  | 41.7185
|  | Verticals | 2 | 20 | 8 | 3.3 | 2.4691 |  |  |  |  | 130.3704
|  | Overlaps | 2 | 16 | 4 | 0.8 | 1.5802 |  |  |  | 10.1136
|  | Overlaps | 2 | 20 | 8 | 1 | 2.4691 |  |  |  |  | 39.5062
|  | Rings | 2 | 8 | 26 | 1.64 | 0.39506 | 33.6909
|  | Rings | 2 | 8 | 26 | 1.255 | 0.39506 | 25.7817
|  | Rings | 2 | 8 | 26 | 0.68 | 0.39506 | 13.9694
|  | Rings | 2 | 8 | 26 | 0.38 | 0.39506 | 7.8064
| C21/C26/C48 | Verticals | 3 | 20 | 12 | 3.3 | 2.4691 |  |  |  |  | 293.3333
|  | Overlaps | 3 | 20 | 12 | 1 | 2.4691 |  |  |  |  | 88.8889
|  | Rings | 3 | 8 | 26 | 1.64 | 0.39506 | 50.5363
|  | Rings | 3 | 8 | 26 | 1.255 | 0.39506 | 38.6726
|  | Rings | 3 | 8 | 26 | 0.68 | 0.39506 | 20.9541
|  | Rings | 3 | 8 | 26 | 0.38 | 0.39506 | 11.7096
| C22/C25/C44/C47 | Verticals | 4 | 20 | 10 | 3.3 | 2.4691 |  |  |  |  | 325.9259
|  | Verticals | 4 | 20 | 10 | 1 | 2.4691 |  |  |  |  | 98.7654
|  | Rings | 4 | 8 | 26 | 1.34 | 0.39506 | 55.0558
|  | Rings | 4 | 8 | 26 | 1.34 | 0.39506 | 55.0558
| C23/C24/C30/C31/C36/C37/C45/C46 | Verticals | 8 | 20 | 10 | 3.3 | 2.4691 |  |  |  |  | 651.8519
|  | Overlaps | 8 | 20 | 10 | 1 | 2.4691 |  |  |  |  | 197.5309
|  | Rings | 8 | 8 | 26 | 1.34 | 0.39506 | 110.1116
|  | Rings | 8 | 8 | 26 | 1.01 | 0.39506 | 82.9946
|  | Rings | 8 | 8 | 26 | 0.53 | 0.39506 | 43.5516
| C40/C41 | Verticals | 2 | 16 | 12 | 3.3 | 1.5802 |  |  |  | 125.1556
|  | Overlaps | 2 | 16 | 12 | 0.8 | 1.5802 |  |  |  | 30.3407
|  | Rings | 2 | 8 | 26 | 1.64 | 0.39506 | 33.6909
|  | Rings | 2 | 8 | 26 | 1.255 | 0.39506 | 25.7817
|  | Rings | 2 | 8 | 26 | 0.68 | 0.39506 | 13.9694
|  | Rings | 2 | 8 | 26 | 0.38 | 0.39506 | 7.8064
| C50/C51 | Verticals | 2 | 20 | 8 | 3.3 | 2.4691 |  |  |  |  | 130.3704
|  | Verticals | 2 | 16 | 4 | 3.3 | 1.5802 |  |  |  | 41.7185
|  | Overlaps | 2 | 20 | 8 | 1 | 2.4691 |  |  |  |  | 39.5062
|  | Overlaps | 2 | 16 | 4 | 0.8 | 1.5802 |  |  |  | 10.1136
|  | Rings | 2 | 8 | 26 | 1.64 | 0.39506 | 33.6909
|  | Rings | 2 | 8 | 26 | 1.255 | 0.39506 | 25.7817
|  | Rings | 2 | 8 | 26 | 0.38 | 0.39506 | 7.8064
|  | Rings | 2 | 8 | 26 | 0.68 | 0.39506 | 13.9694
| C52/C65 | Verticals | 2 | 20 | 12 | 3.3 | 2.4691 |  |  |  |  | 195.5556
|  | Overlaps | 2 | 20 | 12 | 1 | 2.4691 |  |  |  |  | 59.2593
|  | Rings | 2 | 8 | 26 | 1.64 | 0.39506 | 33.6909
|  | Rings | 2 | 8 | 26 | 1.255 | 0.39506 | 25.7817
|  | Rings | 2 | 8 | 26 | 0.38 | 0.39506 | 7.8064
|  | Rings | 2 | 8 | 26 | 0.68 | 0.39506 | 13.9694
| C56 | Verticals | 1 | 16 | 4 | 3.3 | 1.5802 |  |  |  | 20.8593
|  | Verticals | 1 | 20 | 8 | 3.3 | 2.4691 |  |  |  |  | 65.1852
|  | Overlaps | 1 | 16 | 4 | 0.8 | 1.5802 |  |  |  | 5.0568
|  | Overlaps | 1 | 20 | 8 | 1 | 2.4691 |  |  |  |  | 19.7531
|  | Rings | 1 | 8 | 26 | 1.64 | 0.39506 | 16.8454
|  | Rings | 1 | 8 | 26 | 1.255 | 0.39506 | 12.8909
|  | Rings | 1 | 8 | 26 | 0.68 | 0.39506 | 6.9847
|  | Rings | 1 | 8 | 26 | 0.38 | 0.39506 | 3.9032
| C57 | Verticals | 1 | 20 | 12 | 3.3 | 2.4691 |  |  |  |  | 97.7778
|  | Overlaps | 1 | 20 | 12 | 1 | 2.4691 |  |  |  |  | 29.6296
|  | Rings | 1 | 8 | 24 | 1.64 | 0.39506 | 15.5496
|  | Rings | 1 | 8 | 26 | 1.25 | 0.39506 | 12.8395
|  | Rings | 1 | 8 | 26 | 0.68 | 0.39506 | 6.9847
|  | Rings | 1 | 8 | 26 | 0.38 | 0.39506 | 3.9032
| C59/C64 | Verticals | 2 | 16 | 6 | 3.3 | 1.5802 |  |  |  | 62.5778
|  | Verticals | 2 | 20 | 4 | 3.3 | 2.4691 |  |  |  |  | 65.1852
|  | Overlaps | 2 | 16 | 6 | 0.8 | 1.5802 |  |  |  | 15.1704
|  | Overlaps | 2 | 20 | 4 | 1 | 2.4691 |  |  |  |  | 19.7531
|  | Rings | 2 | 8 | 26 | 1.5 | 0.39506 | 30.8148
|  | Rings | 2 | 8 | 26 | 1.06 | 0.39506 | 21.7758
|  | Rings | 2 | 8 | 26 | 0.31 | 0.39506 | 6.3684
| C60 | Verticals | 1 | 20 | 6 | 3.3 | 2.4691 |  |  |  |  | 48.8889
|  | Verticals | 1 | 25 | 4 | 3.3 | 3.858 | [5 empty] | 50.9259
|  | Overlaps | 1 | 20 | 6 | 1 | 2.4691 |  |  |  |  | 14.8148
|  | Overlaps | 1 | 25 | 4 | 1.25 | 3.858 | [5 empty] | 19.2901
|  | Rings | 1 | 8 | 26 | 1.5 | 0.39506 | 15.4074
|  | Rings | 1 | 8 | 26 | 1.06 | 0.39506 | 10.8879
|  | Rings | 1 | 8 | 26 | 0.31 | 0.39506 | 3.1842
| C63 | Verticals | 1 | 16 | 12 | 3.3 | 1.5802 |  |  |  | 62.5778
|  | Overlaps | 1 | 16 | 12 | 0.8 | 1.5802 |  |  |  | 15.1704
|  | Rings | 1 | 8 | 26 | 1.5 | 0.39506 | 15.4074
|  | Rings | 1 | 8 | 26 | 1.06 | 0.39506 | 10.8879
|  | Rings | 1 | 8 | 26 | 0.31 | 0.39506 | 3.1842
0
7 | First floor roof beam detail | [5 empty] | 0
| B1/B20 | Top bar | 2 | 12 | 3 | 5.84 | 0.88889 |  |  | 31.1467
|  | Bottom bar | 2 | 12 | 3 | 5.84 | 0.88889 |  |  | 31.1467
|  | Top extraa | 2 | 16 | 2 | 2.06 | 1.5802 |  |  |  | 13.0212
|  | Top extraa | 2 | 16 | 2 | 2.36 | 1.5802 |  |  |  | 14.9175
|  | Bottom extraa | 2 | 12 | 1 | 3.42 | 0.88889 |  |  | 6.08
|  | Rings | 2 | 8 | 33 | 1.46 | 0.39506 | 38.0681
|  | Spacer | 2 | 20 | 6 | 0.25 | 2.4691 |  |  |  |  | 7.4074
| B2 | Top bar | 1 | 16 | 3 | 17.34 | 1.5802 |  |  |  | 82.2044
|  | Bottom bar | 1 | 16 | 3 | 17.34 | 1.5802 |  |  |  | 82.2044
|  | Top extraa | 1 | 20 | 4 | 2.56 | 2.4691 |  |  |  |  | 25.284
|  | top extraa | 1 | 20 | 2 | 7.5 | 2.4691 |  |  |  |  | 37.037
|  | Bottom extraa | 1 | 16 | 4 | 4.66 | 1.5802 |  |  |  | 29.4558
|  | rings | 1 | 8 | 106 | 1.46 | 0.39506 | 61.1398
|  | Spacer | 1 | 20 | 11 | 0.25 | 2.4691 |  |  |  |  | 6.7901
| B3 | Top bar | 1 | 16 | 3 | 7.855 | 1.5802 |  |  |  | 37.2385
|  | Bottom bar | 1 | 16 | 3 | 7.855 | 1.5802 |  |  |  | 37.2385
|  | Top extraa | 1 | 16 | 2 | 4.275 | 1.5802 |  |  |  | 13.5111
|  | Top extraa | 1 | 16 | 2 | 2.26 | 1.5802 |  |  |  | 7.1427
|  | Bottom extraa | 1 | 12 | 2 | 3.22 | 0.88889 |  |  | 5.7244
|  | Rings | 1 | 8 | 46 | 1.46 | 0.39506 | 26.5323
|  | Spacer | 1 | 20 | 6 | 0.25 | 2.4691 |  |  |  |  | 3.7037
| B4/B17 | Top bar | 3 | 20 | 3 | 10.675 | 2.4691 |  |  |  |  | 237.2222
|  | Bottom bar | 3 | 20 | 3 | 10.675 | 2.4691 |  |  |  |  | 237.2222
|  | Top extraa | 3 | 20 | 2 | 3.73 | 2.4691 |  |  |  |  | 55.2593
|  | Top extraa | 3 | 20 | 2 | 4.925 | 2.4691 |  |  |  |  | 72.963
|  | Bottom extraa | 3 | 16 | 2 | 5.74 | 1.5802 |  |  |  | 54.4237
|  | Rings | 3 | 8 | 62 | 1.46 | 0.39506 | 107.283
|  | Spacer | 3 | 20 | 6 | 0.25 | 2.4691 |  |  |  |  | 11.1111
| B5 | Top bar | 1 | 16 | 3 | 7.84 | 1.5802 |  |  |  | 37.1674
|  | Bottom bar | 1 | 16 | 3 | 7.84 | 1.5802 |  |  |  | 37.1674
|  | Top extraa | 1 | 16 | 2 | 4.16 | 1.5802 |  |  |  | 13.1477
|  | Top extraa | 1 | 16 | 2 | 2.16 | 1.5802 |  |  |  | 6.8267
|  | Bottom extraa | 1 | 12 | 2 | 3.72 | 0.88889 |  |  | 6.6133
|  | Rings | 1 | 8 | 49 | 1.46 | 0.39506 | 28.2627
|  | Spacer | 1 | 20 | 6 | 0.25 | 2.4691 |  |  |  |  | 3.7037
| B6 | Top bar | 1 | 16 | 3 | 27.88 | 1.5802 |  |  |  | 132.1719
|  | Bottom bar | 1 | 16 | 3 | 27.88 | 1.5802 |  |  |  | 132.1719
|  | Top extraa | 1 | 12 | 2 | 5.232 | 0.88889 |  |  | 9.3013
|  | Top extraa | 1 | 16 | 2 | 6.05 | 1.5802 |  |  |  | 19.121
|  | Top extraa | 1 | 20 | 2 | 7.5 | 2.4691 |  |  |  |  | 37.037
|  | Top extraa | 1 | 20 | 2 | 2.56 | 2.4691 |  |  |  |  | 12.642
|  | Bottom extraa | 1 | 12 | 2 | 3.47 | 0.88889 |  |  | 6.1689
|  | Bottom extraa | 1 | 12 | 2 | 4.66 | 0.88889 |  |  | 8.2844
|  | Bottom extraa | 1 | 16 | 2 | 4.66 | 1.5802 |  |  |  | 14.7279
|  | Rings | 1 | 8 | 177 | 1.46 | 0.39506 | 102.0919
|  | Spacer | 1 | 20 | 16 | 0.25 | 2.4691 |  |  |  |  | 9.8765
| B7 | Top bar | 1 | 20 | 2 | 34.83 | 2.4691 |  |  |  |  | 172
|  | Top bar | 1 | 16 | 1 | 34.23 | 1.5802 |  |  |  | 54.0919
|  | Top bar | 1 | 16 | 6 | 6.2 | 1.5802 |  |  |  | 58.7852
|  | Bottom bar | 1 | 20 | 4 | 6.565 | 2.4691 |  |  |  |  | 64.8395
|  | Bottom bar | 1 | 16 | 2 | 6.565 | 1.5802 |  |  |  | 20.7486
|  | Bottom bar | 1 | 20 | 2 | 17.44 | 2.4691 |  |  |  |  | 86.1235
|  | Top extraa | 1 | 16 | 2 | 2.46 | 1.5802 |  |  |  | 7.7748
|  | Top extraa | 1 | 16 | 2 | 6.2 | 1.5802 |  |  |  | 19.5951
|  | Top extraa | 1 | 16 | 1 | 7.4 | 1.5802 |  |  |  | 11.6938
|  | Top extraa | 1 | 16 | 1 | 6.55 | 1.5802 |  |  |  | 10.3506
|  | Top extraa | 1 | 16 | 2 | 6.25 | 1.5802 |  |  |  | 19.7531
|  | Top extraa | 1 | 16 | 2 | 2.51 | 1.5802 |  |  |  | 7.9328
|  | Bottom extraa | 1 | 16 | 2 | 4.56 | 1.5802 |  |  |  | 14.4119
|  | Face bar | 1 | 12 | 2 | 16.52 | 0.88889 |  |  | 29.3689
|  | Rings | 1 | 8 | 70 | 1.46 | 0.39506 | 40.3753
|  | Rings | 1 | 8 | 30 | 0.86 | 0.39506 | 10.1926
|  | Rings | 1 | 8 | 95 | 2.22 | 0.39506 | 83.3185
|  | Spacer | 1 | 20 | 17 | 0.25 | 2.4691 |  |  |  |  | 10.4938
| B8 | Top bar | 4 | 16 | 2 | 6.595 | 1.5802 |  |  |  | 83.3738
|  | Bottom bar | 4 | 16 | 2 | 6.595 | 1.5802 |  |  |  | 83.3738
|  | Bottom extraa | 4 | 16 | 1 | 4.245 | 1.5802 |  |  |  | 26.8326
|  | Rings | 4 | 8 | 38 | 1.32 | 0.39506 | 79.2652
| B9/B10 | Top bar | 4 | 16 | 3 | 9.165 | 1.5802 |  |  |  | 173.7956
|  | Bottom bar | 4 | 16 | 3 | 6.565 | 1.5802 |  |  |  | 124.4919
|  | Bottom bar | 4 | 16 | 2 |  | 1.5802 |  |  |  | 0
|  | Top bar | 4 | 16 | 2 | 3.41 | 1.5802 |  |  |  | 43.1091
|  | Top extraa | 4 | 16 | 2 | 2.51 | 1.5802 |  |  |  | 31.7314
|  | Top extraa | 4 | 16 | 2 | 4.45 | 1.5802 |  |  |  | 56.2568
|  | Bottom extraa | 4 | 12 | 2 | 3.795 | 0.88889 |  |  | 26.9867
|  | Rings | 4 | 8 | 35 | 1.46 | 0.39506 | 80.7506
|  | Rings | 4 | 8 | 15 | 0.86 | 0.39506 | 20.3852
|  | Spacer | 4 | 20 | 6 | 0.25 | 2.4691 |  |  |  |  | 14.8148
| B11 | Top bar | 1 | 16 | 2 | 5.58 | 1.5802 |  |  |  | 17.6356
|  | Bottm bar | 1 | 16 | 2 | 5.58 | 1.5802 |  |  |  | 17.6356
|  | Top extraa | 1 | 16 | 4 | 2.06 | 1.5802 |  |  |  | 13.0212
|  | Bottom extraa | 1 | 16 | 1 | 3.46 | 1.5802 |  |  |  | 5.4677
|  | Rings | 1 | 8 | 33 | 1.32 | 0.39506 | 17.2089
| B12 | Top bar | 1 | 20 | 2 | 43.805 | 2.4691 |  |  |  |  | 216.321
|  | Top bar | 1 | 16 | 1 | 43.805 | 1.5802 |  |  |  | 69.2227
|  | Top bar | 1 | 16 | 6 | 6.2 | 1.5802 |  |  |  | 58.7852
|  | Bottom bar | 1 | 20 | 2 | 6.565 | 2.4691 |  |  |  |  | 32.4198
|  | Bottom bar | 1 | 16 | 1 | 6.565 | 1.5802 |  |  |  | 10.3743
|  | Bottom bar | 1 | 20 | 2 | 17.44 | 2.4691 |  |  |  |  | 86.1235
|  | Bottom bar | 1 | 20 | 2 | 15.541 | 2.4691 |  |  |  |  | 76.7457
|  | Bottom bar | 1 | 16 | 1 | 15.541 | 1.5802 |  |  |  | 24.5586
|  | Top extraa | 1 | 16 | 2 | 2.46 | 1.5802 |  |  |  | 7.7748
|  | Top extraa | 1 | 16 | 2 | 6.2 | 1.5802 |  |  |  | 19.5951
|  | Top extraa | 1 | 16 | 1 | 7.4 | 1.5802 |  |  |  | 11.6938
|  | Top extraa | 1 | 16 | 2 | 6.25 | 1.5802 |  |  |  | 19.7531
|  | Top extraa | 1 | 16 | 2 | 6.515 | 1.5802 |  |  |  | 20.5906
|  | Top extraa | 1 | 16 | 2 | 2.75 | 1.5802 |  |  |  | 8.6914
|  | Bottom extraa | 1 | 16 | 2 | 4.56 | 1.5802 |  |  |  | 14.4119
|  | Face bar | 1 | 12 | 2 | 16.52 | 0.88889 |  |  | 29.3689
|  | Rings | 1 | 8 | 96 | 1.46 | 0.39506 | 55.3719
|  | Rings | 1 | 8 | 30 | 0.86 | 0.39506 | 10.1926
|  | Rings | 1 | 8 | 26 | 1.32 | 0.39506 | 13.5585
|  | Rings | 1 | 8 | 95 | 2.22 | 0.39506 | 83.3185
|  | Spacer | 1 | 20 | 15 | 0.25 | 2.4691 |  |  |  |  | 9.2593
| B13 | Top bar | 1 | 16 | 3 | 34.575 | 1.5802 |  |  |  | 163.9111
|  | Bottom bar | 1 | 16 | 3 | 34.575 | 1.5802 |  |  |  | 163.9111
|  | Top extraa | 1 | 16 | 2 | 2.56 | 1.5802 |  |  |  | 8.0909
|  | top extraa | 1 | 16 | 2 | 7.5 | 1.5802 |  |  |  | 23.7037
|  | Top extraa | 1 | 16 | 2 | 6.15 | 1.5802 |  |  |  | 19.437
|  | Top extraa | 1 | 16 | 2 | 6.167 | 1.5802 |  |  |  | 19.4908
|  | Bottom extraa | 1 | 12 | 4 | 4.66 | 0.88889 |  |  | 16.5689
|  | Bottom extraa | 1 | 12 | 2 | 3.32 | 0.88889 |  |  | 5.9022
|  | Bottom extraa | 1 | 12 | 2 | 3.6 | 0.88889 |  |  | 6.4
|  | Rings | 1 | 8 | 206 | 1.46 | 0.39506 | 118.8188
|  | Spacer | 1 | 20 | 19 | 0.25 | 2.4691 |  |  |  |  | 11.7284
| B14 | Top bar | 1 | 16 | 2 | 6.225 | 1.5802 |  |  |  | 19.6741
|  | Bottom bar | 1 | 16 | 2 | 6.225 | 1.5802 |  |  |  | 19.6741
|  | Rings | 1 | 8 | 38 | 1.32 | 0.39506 | 19.8163
| B15 | Top bar | 1 | 12 | 2 | 3.395 | 0.88889 |  |  | 6.0356
|  | Bottom bar | 1 | 12 | 2 | 3.395 | 0.88889 |  |  | 6.0356
|  | Rings | 1 | 8 | 22 | 1.32 | 0.39506 | 11.4726
| B16 | Top bar | 1 | 16 | 2 | 4.01 | 1.5802 |  |  |  | 12.6736
|  | Bottom bar | 1 | 16 | 2 | 4.01 | 1.5802 |  |  |  | 12.6736
|  | Rings | 1 | 8 | 25 | 1.46 | 0.39506 | 14.4198
| B18 | Top bar | 1 | 16 | 3 | 17.34 | 1.5802 |  |  |  | 82.2044
|  | Bottom bar | 1 | 16 | 3 | 17.34 | 1.5802 |  |  |  | 82.2044
|  | Top extraa | 1 | 20 | 2 | 3.5 | 2.4691 |  |  |  |  | 17.284
|  | Top extraa | 1 | 16 | 3 | 7.5 | 1.5802 |  |  |  | 35.5556
|  | Top extraa | 1 | 20 | 2 | 2.56 | 2.4691 |  |  |  |  | 12.642
|  | Bottom extraa | 1 | 16 | 4 | 4.66 | 1.5802 |  |  |  | 29.4558
|  | Rings | 1 | 8 | 106 | 1.46 | 0.39506 | 61.1398
|  | Spacer | 1 | 20 | 11 | 0.25 | 2.4691 |  |  |  |  | 6.7901
| B22 | Top bar | 1 | 16 | 3 | 5.84 | 1.5802 |  |  |  | 27.6859
|  | Bottom bar | 1 | 16 | 3 | 5.84 | 1.5802 |  |  |  | 27.6859
|  | Top extraa | 1 | 16 | 4 | 2.36 | 1.5802 |  |  |  | 14.9175
|  | Bottom extraa | 1 | 16 | 2 | 3.42 | 1.5802 |  |  |  | 10.8089
|  | Rings | 1 | 8 | 33 | 1.46 | 0.39506 | 19.0341
|  | Spacer | 1 | 20 | 6 | 0.25 | 2.4691 |  |  |  |  | 3.7037
| B24 | Top bar | 1 | 16 | 3 | 17.34 | 1.5802 |  |  |  | 82.2044
|  | Bottom bar | 1 | 16 | 3 | 17.34 | 1.5802 |  |  |  | 82.2044
|  | Top extraa | 1 | 20 | 4 | 2.56 | 2.4691 |  |  |  |  | 25.284
|  | Top extraa | 1 | 20 | 2 | 7.5 | 2.4691 |  |  |  |  | 37.037
|  | bottom extraa | 1 | 16 | 4 | 4.66 | 1.5802 |  |  |  | 29.4558
|  | Rings | 1 | 8 | 106 | 1.46 | 0.39506 | 61.1398
|  | Spacer | 1 | 20 | 11 | 0.25 | 2.4691 |  |  |  |  | 6.7901
| B25 | Top bar | 1 | 16 | 2 | 8.565 | 1.5802 |  |  |  | 27.0696
|  | Bottom bar | 1 | 16 | 2 | 8.565 | 1.5802 |  |  |  | 27.0696
|  | Top extraa | 1 | 20 | 1 | 5.19 | 2.4691 |  |  |  |  | 12.8148
|  | Top extraa | 1 | 20 | 1 | 2.01 | 2.4691 |  |  |  |  | 4.963
|  | Bottom extraa | 1 | 16 | 1 | 3.431 | 1.5802 |  |  |  | 5.4218
|  | Rings | 1 | 8 | 59 | 1.32 | 0.39506 | 30.7674
| B26 | Top bar | 1 | 20 | 3 | 10.675 | 2.4691 |  |  |  |  | 79.0741
|  | Bottom bar | 1 | 20 | 3 | 10.675 | 2.4691 |  |  |  |  | 79.0741
|  | Top extraa | 1 | 20 | 2 | 4.895 | 2.4691 |  |  |  |  | 24.1728
|  | Top extraa | 1 | 20 | 2 | 4.07 | 2.4691 |  |  |  |  | 20.0988
|  | Bottom extraa | 1 | 16 | 2 | 3.762 | 1.5802 |  |  |  | 11.8898
|  | Rings | 1 | 8 | 66 | 1.46 | 0.39506 | 38.0681
|  | Spacer | 1 | 20 | 6 | 0.25 | 2.4691 |  |  |  |  | 3.7037
| B27 | Top bar | 1 | 16 | 2 | 8.5 | 1.5802 |  |  |  | 26.8642
|  | Bottom bar | 1 | 16 | 2 | 8.5 | 1.5802 |  |  |  | 26.8642
|  | Top extraa | 1 | 20 | 1 | 1.9 | 2.4691 |  |  |  |  | 4.6914
|  | Top extraa | 1 | 20 | 1 | 5.23 | 2.4691 |  |  |  |  | 12.9136
|  | Bottom extraa | 1 | 16 | 1 | 3.1 | 1.5802 |  |  |  | 4.8988
|  | Rings | 1 | 8 | 57 | 1.46 | 0.39506 | 32.877
| B29 | Top bar | 1 | 16 | 3 | 36.32 | 1.5802 |  |  |  | 172.1837
|  | Bottom bar | 1 | 16 | 3 | 36.32 | 1.5802 |  |  |  | 172.1837
|  | Top extraa | 1 | 16 | 2 | 4.88 | 1.5802 |  |  |  | 15.4232
|  | Top extraaa | 1 | 20 | 2 | 6 | 2.4691 |  |  |  |  | 29.6296
|  | Top extraa | 1 | 20 | 2 | 7.5 | 2.4691 |  |  |  |  | 37.037
|  | Top extraa | 1 | 20 | 2 | 2.56 | 2.4691 |  |  |  |  | 12.642
|  | Bottom extraa | 1 | 16 | 2 | 3.42 | 1.5802 |  |  |  | 10.8089
|  | Bottom extraa | 1 | 16 | 2 | 4.66 | 1.5802 |  |  |  | 14.7279
|  | Bottom extraa | 1 | 16 | 2 | 4.66 | 1.5802 |  |  |  | 14.7279
|  | Rings | 1 | 8 | 224 | 1.46 | 0.39506 | 129.201
|  | Spacer | 1 | 20 | 16 | 0.25 | 2.4691 |  |  |  |  | 9.8765
| B31 | Top bar | 1 | 20 | 2 | 34.825 | 2.4691 |  |  |  |  | 171.9753
|  | Top bar | 1 | 16 | 1 | 34.225 | 1.5802 |  |  |  | 54.084
|  | Top bar | 1 | 16 | 6 | 6.2 | 1.5802 |  |  |  | 58.7852
|  | Bottom bar | 1 | 20 | 4 | 6.565 | 2.4691 |  |  |  |  | 64.8395
|  | Bottom bar | 1 | 16 | 2 | 6.565 | 1.5802 |  |  |  | 20.7486
|  | Bottom bar | 1 | 20 | 2 | 17.44 | 2.4691 |  |  |  |  | 86.1235
|  | Top extraa | 1 | 16 | 2 | 2.51 | 1.5802 |  |  |  | 7.9328
|  | Top extraa | 1 | 16 | 3 | 6.25 | 1.5802 |  |  |  | 29.6296
|  | Top extraa | 1 | 16 | 1 | 7.4 | 1.5802 |  |  |  | 11.6938
|  | Top extraa | 1 | 16 | 2 | 2.46 | 1.5802 |  |  |  | 7.7748
|  | Bottom extraa | 1 | 16 | 2 | 4.56 | 1.5802 |  |  |  | 14.4119
|  | Face bar | 1 | 12 | 2 | 16.52 | 0.88889 |  |  | 29.3689
|  | Rings | 1 | 8 | 30 | 0.86 | 0.39506 | 10.1926
|  | Rings | 1 | 8 | 106 | 2.22 | 0.39506 | 92.9659
|  | Rings | 1 | 8 | 70 | 1.46 | 0.39506 | 40.3753
|  | Spacer | 1 | 20 | 10 | 0.25 | 2.4691 |  |  |  |  | 6.1728
| B32/B33 Nos | Top bar | 4 | 16 | 2 | 6.595 | 1.5802 |  |  |  | 83.3738
|  | Bottom bar | 4 | 16 | 2 | 6.595 | 1.5802 |  |  |  | 83.3738
|  | Bottom extraa | 4 | 20 | 1 | 4.245 | 2.4691 |  |  |  |  | 41.9259
|  | Rings | 4 | 8 | 38 | 1.32 | 0.39506 | 79.2652
| B34/B35 4Nos | Top bar | 4 | 16 | 3 | 8.465 | 1.5802 |  |  |  | 160.5215
|  | Bottom bar | 4 | 16 | 3 | 6.565 | 1.5802 |  |  |  | 124.4919
|  | Top extraa | 4 | 16 | 2 | 2.51 | 1.5802 |  |  |  | 31.7314
|  | Top extraa | 4 | 16 | 2 | 4.45 | 1.5802 |  |  |  | 56.2568
|  | Bottom extraa | 4 | 12 | 2 | 3.795 | 0.88889 |  |  | 26.9867
|  | Rings | 4 | 8 | 35 | 1.46 | 0.39506 | 80.7506
|  | Rings | 4 | 8 | 15 | 0.86 | 0.39506 | 20.3852
|  | Spacer | 4 | 20 | 6 | 0.25 | 2.4691 |  |  |  |  | 14.8148
| B36 | Top bar | 1 | 20 | 2 | 34.825 | 2.4691 |  |  |  |  | 171.9753
|  | Top bar | 1 | 16 | 1 | 34.225 | 1.5802 |  |  |  | 54.084
|  | Top bar | 1 | 16 | 6 | 6.2 | 1.5802 |  |  |  | 58.7852
|  | Bottom bar | 1 | 20 | 4 | 6.565 | 2.4691 |  |  |  |  | 64.8395
|  | Bottom bar | 1 | 16 | 2 | 6.565 | 1.5802 |  |  |  | 20.7486
|  | Bottom bar | 1 | 20 | 2 | 17.44 | 2.4691 |  |  |  |  | 86.1235
|  | Top extraa | 1 | 16 | 2 | 2.51 | 1.5802 |  |  |  | 7.9328
|  | Top extraa | 1 | 16 | 4 | 6.25 | 1.5802 |  |  |  | 39.5062
|  | Top extraa | 1 | 16 | 1 | 7.4 | 1.5802 |  |  |  | 11.6938
|  | Top extraa | 1 | 16 | 2 | 2.46 | 1.5802 |  |  |  | 7.7748
|  | Bottom extraa | 1 | 12 | 2 | 4.56 | 0.88889 |  |  | 8.1067
|  | Face bar | 1 | 12 | 2 | 16.52 | 0.88889 |  |  | 29.3689
|  | Rings | 1 | 8 | 30 | 0.86 | 0.39506 | 10.1926
|  | Rings | 1 | 8 | 106 | 2.22 | 0.39506 | 92.9659
|  | Rings | 1 | 8 | 70 | 1.46 | 0.39506 | 40.3753
|  | Spacer | 1 | 20 | 10 | 0.25 | 2.4691 |  |  |  |  | 6.1728
| B37 | Top bar | 1 | 16 | 3 | 30.175 | 1.5802 |  |  |  | 143.0519
|  | Bottom bar | 1 | 16 | 3 | 30.175 | 1.5802 |  |  |  | 143.0519
|  | Top extraa | 1 | 20 | 2 | 4.76 | 2.4691 |  |  |  |  | 23.5062
|  | Top extraa | 1 | 20 | 2 | 7.5 | 2.4691 |  |  |  |  | 37.037
|  | Top extraa | 1 | 20 | 2 | 5.8 | 2.4691 |  |  |  |  | 28.642
|  | Top extraa | 1 | 16 | 2 | 4.63 | 1.5802 |  |  |  | 14.6331
|  | Bottom extraa | 1 | 16 | 4 | 4.66 | 1.5802 |  |  |  | 29.4558
|  | Bottom extraa | 1 | 16 | 2 | 3.52 | 1.5802 |  |  |  | 11.1249
|  | Rings | 1 | 8 | 172 | 1.46 | 0.39506 | 99.2079
|  | Spacer | 1 | 20 | 16 | 0.25 | 2.4691 |  |  |  |  | 9.8765
| B38 | Top bar | 1 | 16 | 2 | 5.56 | 1.5802 |  |  |  | 17.5723
|  | Bottom bar | 1 | 16 | 2 | 5.56 | 1.5802 |  |  |  | 17.5723
|  | Top extraa | 1 | 16 | 2 | 2.06 | 1.5802 |  |  |  | 6.5106
|  | Bottom extraa | 1 | 16 | 1 | 3.43 | 1.5802 |  |  |  | 5.4202
|  | Rings | 1 | 8 | 34 | 1.32 | 0.39506 | 17.7304
| B39 | Top bar | 1 | 20 | 3 | 8.66 | 2.4691 |  |  |  |  | 64.1481
|  | Bottom bar | 1 | 20 | 3 | 8.66 | 2.4691 |  |  |  |  | 64.1481
|  | Top extraa | 1 | 20 | 2 | 1.96 | 2.4691 |  |  |  |  | 9.679
|  | Top extraa | 1 | 20 | 2 | 4.79 | 2.4691 |  |  |  |  | 23.6543
|  | Bottom extraaa | 1 | 16 | 2 | 3.76 | 1.5802 |  |  |  | 11.8835
|  | Rings | 1 | 8 | 56 | 1.46 | 0.39506 | 32.3002
|  | Spacer | 1 | 20 | 6 | 0.25 | 2.4691 |  |  |  |  | 3.7037
| B40 | Top bar | 1 | 16 | 3 | 7.855 | 1.5802 |  |  |  | 37.2385
|  | Bottom bar | 1 | 16 | 3 | 7.855 | 1.5802 |  |  |  | 37.2385
|  | Top extraa | 1 | 20 | 2 | 2.06 | 2.4691 |  |  |  |  | 10.1728
|  | Top extraa | 1 | 20 | 2 | 4.37 | 2.4691 |  |  |  |  | 21.5802
|  | Botttom extraa | 1 | 16 | 2 | 3.42 | 1.5802 |  |  |  | 10.8089
|  | Rings | 1 | 8 | 48 | 1.46 | 0.39506 | 27.6859
|  | Spacer | 1 | 20 | 6 | 0.25 | 2.4691 |  |  |  |  | 3.7037
| B41 | Top bar | 1 | 16 | 3 | 20.16 | 1.5802 |  |  |  | 95.5733
|  | Bottom bar | 1 | 16 | 3 | 20.16 | 1.5802 |  |  |  | 95.5733
|  | Top extraa | 1 | 20 | 2 | 2.46 | 2.4691 |  |  |  |  | 12.1481
|  | Top extraa | 1 | 20 | 2 | 7.5 | 2.4691 |  |  |  |  | 37.037
|  | Top extraa | 1 | 20 | 2 | 4.65 | 2.4691 |  |  |  |  | 22.963
|  | Bottom extraa | 1 | 16 | 2 | 4.66 | 1.5802 |  |  |  | 14.7279
|  | Bottom extraa | 1 | 16 | 2 | 4.66 | 1.5802 |  |  |  | 14.7279
|  | Rings | 1 | 8 | 81 | 1.46 | 0.39506 | 46.72
|  | Spacer | 1 | 20 | 11 | 0.25 | 2.4691 |  |  |  |  | 6.7901
| B42 | Top bar | 1 | 16 | 3 | 5.84 | 1.5802 |  |  |  | 27.6859
|  | Bottom bar | 1 | 16 | 3 | 5.84 | 1.5802 |  |  |  | 27.6859
|  | Top extraa | 1 | 16 | 2 | 2.36 | 1.5802 |  |  |  | 7.4588
|  | Top extraa | 1 | 12 | 2 | 2.06 | 0.88889 |  |  | 3.6622
|  | Bottom extraa | 1 | 8 | 33 | 1.46 | 0.39506 | 19.0341
|  | Spacer | 1 | 20 | 4 | 0.25 | 2.4691 |  |  |  |  | 2.4691
| B43/B44 | Top bar | 2 | 20 | 2 | 7.73 | 2.4691 |  |  |  |  | 76.3457
|  | Bottom bar | 2 | 20 | 2 | 7.73 | 2.4691 |  |  |  |  | 76.3457
|  | Top bar | 2 | 20 | 2 | 4.476 | 2.4691 |  |  |  |  | 44.2074
|  | Bottom bar | 2 | 20 | 2 | 4.476 | 2.4691 |  |  |  |  | 44.2074
|  | extraa | 2 | 20 | 2 | 3.952 | 2.4691 |  |  |  |  | 39.0321
|  | Rings | 2 | 8 | 50 | 1.32 | 0.39506 | 52.1481
8 | First floor roof beam detail | [5 empty] | 0
| S1 | Main bar | 4 | 8 | 16 | 3.766 | 0.39506 | 95.2194
|  | Main bar | 4 | 8 | 16 | 3.216 | 0.39506 | 81.3132
|  | Distribution bar | 4 | 8 | 14 | 5.42 | 0.39506 | 119.9091
|  | Binder | 4 | 8 | 8 | 4.62 | 0.39506 | 58.4059
|  | Binder | 4 | 8 | 7 | 2.516 | 0.39506 | 27.8313
| S1 | Main bar | 3 | 8 | 32 | 2.3 | 0.39506 | 87.2296
|  | Distribution bar | 3 | 8 | 10 | 5.22 | 0.39506 | 61.8667
|  | Binder | 3 | 8 | 8 | 4.62 | 0.39506 | 43.8044
| S2 | Main bar | 2 | 10 | 19 | 5.87 | 0.61728 |  | 137.6914
|  | Main bar | 2 | 10 | 19 | 5.82 | 0.61728 |  | 136.5185
|  | Distribution bar | 2 | 10 | 19 | 6.17 | 0.61728 |  | 144.7284
|  | Distribution bar | 2 | 10 | 19 | 5.87 | 0.61728 |  | 137.6914
|  | Binder | 2 | 8 | 8 | 4.62 | 0.39506 | 29.203
|  | Binder | 2 | 8 | 8 | 4.62 | 0.39506 | 29.203
| S3 | Main bar | 16 | 10 | 18 | 4.46 | 0.61728 |  | 792.8889
|  | Main bar | 16 | 10 | 18 | 4.41 | 0.61728 |  | 784
|  | Distribution bar | 16 | 8 | 8 | 6.595 | 0.39506 | 333.4953
|  | Distribution bar | 16 | 8 | 8 | 6.045 | 0.39506 | 305.683
|  | Binder | 16 | 8 | 8 | 5.945 | 0.39506 | 300.6262
|  | Binder | 16 | 8 | 8 | 3.46 | 0.39506 | 174.9649
| S4 | Main bar | 4 | 10 | 18 | 4.65 | 0.61728 |  | 206.6667
|  | Main bar | 4 | 10 | 18 | 4.6 | 0.61728 |  | 204.4444
|  | Distribution bar | 4 | 10 | 8 | 6.595 | 0.61728 |  | 130.2716
|  | Distribution bar | 4 | 10 | 8 | 6.045 | 0.61728 |  | 119.4074
|  | Binder | 4 | 8 | 6 | 5.945 | 0.39506 | 56.3674
|  | Binder | 4 | 8 | 8 | 3.6 | 0.39506 | 45.5111
| S5(Gallery) | Main bar | 3 | 8 | 11 | 2.25 | 0.39506 | 29.3333
|  | Distribution bar | 3 | 8 | 10 | 2.25 | 0.39506 | 26.6667
|  | Binder | 3 | 8 | 3 | 2.25 | 0.39506 | 8
| S5(NEAR BATHROOM AREA) | Main bar | 2 | 8 | 28 | 2.3 | 0.39506 | 50.884
|  | Distribution bar | 2 | 8 | 10 | 5.22 | 0.39506 | 41.2444
|  | Binder | 2 | 8 | 6 | 5.22 | 0.39506 | 24.7467
| S5(near courtyard area) | Main bar | 8 | 8 | 34 | 2.23 | 0.39506 | 239.6286
|  | Distribution bar | 8 | 8 | 10 | 6.46 | 0.39506 | 204.1679
|  | Binder | 8 | 8 | 3 | 6.46 | 0.39506 | 61.2504
| S5(near courtyard area) | Main bar | 4 | 8 | 18 | 2.23 | 0.39506 | 63.4311
|  | Distribution bar | 4 | 8 | 10 | 3.6 | 0.39506 | 56.8889
|  | Binder | 4 | 8 | 3 | 3.6 | 0.39506 | 17.0667
| S5(Near staircase area) | Main bar | 1 | 8 | 18 | 2.3 | 0.39506 | 16.3556
|  | Distribution bar | 1 | 8 | 10 | 3.545 | 0.39506 | 14.0049
|  | Binder |  |  |  |  | 0
| S5(Near staircase area) | Main bar | 1 | 8 | 26 | 2.3 | 0.39506 | 23.6247
|  | Distribution bar | 1 | 8 | 10 | 4.96 | 0.39506 | 19.5951
|  | Binder |  |  |  |  | 0
| S5 | Main bar | 1 | 8 | 32 | 2.3 | 0.39506 | 29.0765
|  | Distribution bar | 1 | 8 | 10 | 5.945 | 0.39506 | 23.4864
|  | Binder | 1 | 8 | 5 | 5.345 | 0.39506 | 10.558
| S9 | Main bar | 1 | 10 | 18 | 4.95 | 0.61728 |  | 55
|  | Main bar | 1 | 10 | 18 | 5.55 | 0.61728 |  | 61.6667
|  | Distribution bar | 1 | 10 | 18 | 4.95 | 0.61728 |  | 55
|  | Distribution bar | 1 | 10 | 18 | 5.55 | 0.61728 |  | 61.6667
|  | Top extraa | 1 | 8 | 6 | 4.32 | 0.39506 | 10.24
|  | Bindee | 1 | 8 | 12 | 4.32 | 0.39506 | 20.48
| S7 | Main bar | 1 | 10 | 26 | 3.13 | 0.61728 |  | 50.2346
|  | Main bar | 1 | 10 | 26 | 2.4 | 0.61728 |  | 38.5185
|  | Distribution bar | 1 | 10 | 10 | 8.175 | 0.61728 |  | 50.463
|  | Binder | 1 | 8 | 4 | 8.175 | 0.39506 | 12.9185
| S6 | Main bar | 1 | 8 | 20 | 2.445 | 0.39506 | 19.3185
|  | Distribution bar | 1 | 8 | 13 | 3.48 | 0.39506 | 17.8726
| Shaft | Main bar | 2 | 8 | 8 | 2.055 | 0.39506 | 12.9896
|  | Distribution bar | 2 | 8 | 8 | 2.055 | 0.39506 | 12.9896
|  | Binder | 2 | 8 | 4 | 1.055 | 0.39506 | 3.3343
| Chajja | Main bar | 4 | 10 | 77 | 0.96 | 0.61728 |  | 182.5185
|  | Binder | 4 | 8 | 2 | 9.46 | 0.39506 | 29.8983
| Chair | Chair | 1 | 10 | 495 | 1.27 | 0.61728 |  | 388.0556
9 | Fire escape staircase detail | [5 empty] | 0
| LB 1 | Top bar | 1 | 16 | 2 | 5.58 | 1.5802 |  |  |  | 17.6356
|  | Bottm bar | 1 | 16 | 2 | 5.58 | 1.5802 |  |  |  | 17.6356
|  | Top extraa | 1 | 16 | 4 | 2.06 | 1.5802 |  |  |  | 13.0212
|  | Bottom extraa | 1 | 16 | 1 | 3.46 | 1.5802 |  |  |  | 5.4677
|  | Rings | 1 | 8 | 33 | 1.32 | 0.39506 | 17.2089
| Third flight | Dowels | 1 | 12 | 7 | 2.5 | 0.88889 |  |  | 15.5556
|  | Dowels | 1 | 12 | 6 | 2 | 0.88889 |  |  | 10.6667
|  | Overlap | 1 | 12 | 7 | 0.6 | 0.88889 |  |  | 3.7333
|  | Overlap | 1 | 12 | 7 | 0.6 | 0.88889 |  |  | 3.7333
|  | Main bar | 2 | 12 | 7 | 4.43 | 0.88889 |  |  | 55.1289
|  | Main bar | 2 | 12 | 6 | 4.13 | 0.88889 |  |  | 44.0533
|  | Distribution bar | 2 | 8 | 16 | 1.75 | 0.39506 | 22.1235
| At Landing | Main bar | 2 | 12 | 19 | 2.03 | 0.88889 |  |  | 68.5689
|  | Distribution bar | 2 | 8 | 10 | 4.45 | 0.39506 | 35.1605
| Fourth flight | Main bar | 2 | 12 | 12 | 6 | 0.88889 |  |  | 128
|  | Distribution bar | 2 | 12 | 32 | 1.75 | 0.88889 |  |  | 99.5556
|  | Overlap | 2 | 12 | 13 | 0.6 | 0.88889 |  |  | 13.8667
|  | extraa bar | 1 | 12 | 13 | 1.475 | 0.88889 |  |  | 17.0444
|  | Chair | 1 | 12 | 28 | 0.75 | 0.88889 |  |  | 18.6667
10 | Staircase detail(Near lift area) | LB1(Top bar) | 1 | 16 | 2 | 6.04 | 1.5802 |  |  |  | 19.0894
|  | Bottom bar | 1 | 16 | 2 | 6.04 | 1.5802 |  |  |  | 19.0894
|  | Top extraa | 1 | 16 | 2 | 2.36 | 1.5802 |  |  |  | 7.4588
|  | Bottomm extraa | 1 | 16 | 1 | 3.56 | 1.5802 |  |  |  | 5.6257
|  | Rings | 1 | 8 | 33 | 1.32 | 0.39506 | 17.2089
|  | Dowels | 1 | 12 | 8 | 2.5 | 0.88889 |  |  | 17.7778
|  | Dowels | 1 | 12 | 8 | 2 | 0.88889 |  |  | 14.2222
|  | Overlap | 2 | 12 | 16 | 0.6 | 0.88889 |  |  | 17.0667
| Fourth flight | Main bar | 2 | 12 | 8 | 3.98 | 0.88889 |  |  | 56.6044
|  | Main bar | 2 | 12 | 8 | 3.68 | 0.88889 |  |  | 52.3378
|  | Distribution bar | 2 | 10 | 15 | 1.75 | 0.61728 |  | 32.4074
| Fifth flight | Main bar | 2 | 12 | 16 | 3.09 | 0.88889 |  |  | 87.8933
|  | Distribution bar | 2 | 10 | 16 | 1.75 | 0.61728 |  | 34.5679
| Sixth flight | Main bar | 2 | 12 | 16 | 6.88 | 0.88889 |  |  | 195.6978
|  | Distribution bar | 2 | 10 | 35 | 1.75 | 0.61728 |  | 75.6173
|  | extraa bar | 2 | 12 | 16 | 1.4 | 0.88889 |  |  | 39.8222
|  | Chair | 1 | 12 | 35 | 0.75 | 0.88889 |  |  | 23.3333
1 | Second floor to third floor column | [5 empty] | 0
| C1/C7/C58/C62/C70 | Verticals | 5 | 16 | 8 | 3.3 | 1.5802 |  |  |  | 208.5926
|  | Verticals | 5 | 12 | 4 | 3.3 | 0.88889 |  |  | 58.6667
|  | Overlaps | 5 | 16 | 8 | 0.8 | 1.5802 |  |  |  | 50.5679
|  | Overlaps | 5 | 12 | 4 | 0.6 | 0.88889 |  |  | 10.6667
|  | Rings | 5 | 8 | 26 | 1.64 | 0.39506 | 84.2272
|  | Rings | 5 | 8 | 26 | 1.255 | 0.39506 | 64.4543
|  | Rings | 5 | 8 | 26 | 0.68 | 0.39506 | 34.9235
|  | Rings | 5 | 8 | 23 | 0.38 | 0.39506 | 17.2642
| C2/C9/C10/C11/C18/C19/C69 | Verticals | 7 | 12 | 8 | 3.3 | 0.88889 |  |  | 164.2667
|  | Verticals | 7 | 16 | 4 | 3.3 | 1.5802 |  |  |  | 146.0148
|  | Overlaps | 7 | 12 | 8 | 0.6 | 0.88889 |  |  | 29.8667
|  | Overlaps | 7 | 16 | 4 | 0.8 | 1.5802 |  |  |  | 35.3975
|  | Rings | 7 | 8 | 24 | 1.64 | 0.39506 | 108.8474
|  | Rings | 7 | 8 | 26 | 1.255 | 0.39506 | 90.236
|  | Rings | 7 | 8 | 26 | 0.68 | 0.39506 | 48.8928
|  | Rings | 7 | 8 | 26 | 0.38 | 0.39506 | 27.3225
| C3/C6 | Verticals | 2 | 16 | 8 | 3.3 | 1.5802 |  |  |  | 83.437
|  | Verticals | 2 | 12 | 4 | 3.3 | 0.88889 |  |  | 23.4667
|  | Overlaps | 2 | 16 | 8 | 0.8 | 1.5802 |  |  |  | 20.2272
|  | Overlaps | 2 | 12 | 4 | 0.6 | 0.88889 |  |  | 4.2667
|  | Rings | 2 | 8 | 26 | 1.64 | 0.39506 | 33.6909
|  | Rings | 2 | 8 | 26 | 1.255 | 0.39506 | 25.7817
|  | Rings | 2 | 8 | 26 | 0.68 | 0.39506 | 13.9694
|  | Rings | 2 | 8 | 26 | 0.38 | 0.39506 | 7.8064
| C4/C5/C8/C12/C13/C14/C15/C16/C17/C28/C29/C32/C33/C34/C35/C38/C39/C42/C43/C49/C53/C54/C55/C61/C66/C67/C68 | Verticals | 27 | 20 | 8 | 3.3 | 2.4691 |  |  |  |  | 1760
|  | Verticals | 27 | 16 | 4 | 3.3 | 1.5802 |  |  |  | 563.2
|  | Overlaps | 27 | 20 | 8 | 1 | 2.4691 |  |  |  |  | 533.3333
|  | Overlaps | 27 | 16 | 4 | 0.8 | 1.5802 |  |  |  | 136.5333
|  | Rings | 27 | 8 | 24 | 1.64 | 0.39506 | 419.84
|  | Rings | 27 | 8 | 26 | 1.255 | 0.39506 | 348.0533
|  | Rings | 27 | 8 | 26 | 0.68 | 0.39506 | 188.5867
|  | Rings | 27 | 8 | 26 | 0.38 | 0.39506 | 105.3867
| C20/C27 | Verticals | 2 | 16 | 8 | 3.3 | 1.5802 |  |  |  | 83.437
|  | Verticals | 2 | 12 | 4 | 3.3 | 0.88889 |  |  | 23.4667
|  | Overlaps | 2 | 16 | 8 | 0.8 | 1.5802 |  |  |  | 20.2272
|  | Overlaps | 2 | 12 | 4 | 0.6 | 0.88889 |  |  | 4.2667
|  | Rings | 2 | 8 | 26 | 1.64 | 0.39506 | 33.6909
|  | Rings | 2 | 8 | 26 | 1.255 | 0.39506 | 25.7817
|  | Rings | 2 | 8 | 26 | 0.68 | 0.39506 | 13.9694
|  | Rings | 2 | 8 | 26 | 0.38 | 0.39506 | 7.8064
| C21/C26/C48 | Verticals | 3 | 20 | 8 | 3.3 | 2.4691 |  |  |  |  | 195.5556
|  | Verticals | 3 | 16 | 4 | 3.3 | 1.5802 |  |  |  | 62.5778
|  | Overlaps | 3 | 20 | 8 | 1 | 2.4691 |  |  |  |  | 59.2593
|  | Overlaps | 3 | 16 | 4 | 0.8 | 1.5802 |  |  |  | 15.1704
|  | Rings | 3 | 8 | 26 | 1.64 | 0.39506 | 50.5363
|  | Rings | 3 | 8 | 26 | 1.255 | 0.39506 | 38.6726
|  | Rings | 3 | 8 | 26 | 0.68 | 0.39506 | 20.9541
|  | Rings | 3 | 8 | 26 | 0.38 | 0.39506 | 11.7096
| C22/C25/C44/C47 | Verticals | 4 | 20 | 6 | 3.3 | 2.4691 |  |  |  |  | 195.5556
|  | Verticals | 4 | 16 | 4 | 3.3 | 1.5802 |  |  |  | 83.437
|  | Overlaps | 4 | 20 | 6 | 1 | 2.4691 |  |  |  |  | 59.2593
|  | Overlaps | 4 | 16 | 4 | 0.8 | 1.5802 |  |  |  | 20.2272
|  | Rings | 4 | 8 | 26 | 1.34 | 0.39506 | 55.0558
|  | Rings | 4 | 8 | 26 | 1.34 | 0.39506 | 55.0558
| C23/C24/C30/C31/C36/C37/C45/C46 | Verticals | 8 | 20 | 10 | 3.3 | 2.4691 |  |  |  |  | 651.8519
|  | Overlaps | 8 | 20 | 10 | 1 | 2.4691 |  |  |  |  | 197.5309
|  | Rings | 8 | 8 | 26 | 1.34 | 0.39506 | 110.1116
|  | Rings | 8 | 8 | 26 | 1.01 | 0.39506 | 82.9946
|  | Rings | 8 | 8 | 26 | 0.53 | 0.39506 | 43.5516
| C40/C41 | Verticals | 2 | 16 | 12 | 3.3 | 1.5802 |  |  |  | 125.1556
|  | Overlaps | 2 | 16 | 12 | 0.8 | 1.5802 |  |  |  | 30.3407
|  | Rings | 2 | 8 | 26 | 1.64 | 0.39506 | 33.6909
|  | Rings | 2 | 8 | 26 | 1.255 | 0.39506 | 25.7817
|  | Rings | 2 | 8 | 26 | 0.68 | 0.39506 | 13.9694
|  | Rings | 2 | 8 | 26 | 0.38 | 0.39506 | 7.8064
| C50/C51 | Verticals | 2 | 16 | 12 | 3.3 | 1.5802 |  |  |  | 125.1556
|  | Overlaps | 2 | 16 | 12 | 0.8 | 1.5802 |  |  |  | 30.3407
|  | Rings | 2 | 8 | 26 | 1.64 | 0.39506 | 33.6909
|  | Rings | 2 | 8 | 26 | 1.255 | 0.39506 | 25.7817
|  | Rings | 2 | 8 | 26 | 0.68 | 0.39506 | 13.9694
|  | Rings | 2 | 8 | 26 | 0.38 | 0.39506 | 7.8064
| C52/C65 | Verticals | 2 | 20 | 8 | 3.3 | 2.4691 |  |  |  |  | 130.3704
|  | Verticals | 2 | 16 | 4 | 3.3 | 1.5802 |  |  |  | 41.7185
|  | Overlaps | 2 | 20 | 8 | 1 | 2.4691 |  |  |  |  | 39.5062
|  | Overlaps | 2 | 16 | 4 | 0.8 | 1.5802 |  |  |  | 10.1136
|  | Rings | 2 | 8 | 26 | 1.64 | 0.39506 | 33.6909
|  | Rings | 2 | 8 | 26 | 1.255 | 0.39506 | 25.7817
|  | Rings | 2 | 8 | 26 | 0.68 | 0.39506 | 13.9694
|  | Rings | 2 | 8 | 26 | 0.38 | 0.39506 | 7.8064
| C56 | Verticals | 1 | 20 | 4 | 3.3 | 2.4691 |  |  |  |  | 32.5926
|  | Verticals | 1 | 16 | 8 | 3.3 | 1.5802 |  |  |  | 41.7185
|  | Overlaps | 1 | 20 | 4 | 1 | 2.4691 |  |  |  |  | 9.8765
|  | Overlaps | 1 | 16 | 8 | 0.8 | 1.5802 |  |  |  | 10.1136
|  | Rings | 1 | 8 | 26 | 1.64 | 0.39506 | 16.8454
|  | Rings | 1 | 8 | 26 | 1.255 | 0.39506 | 12.8909
|  | Rings | 1 | 8 | 26 | 0.68 | 0.39506 | 6.9847
|  | Rings | 1 | 8 | 26 | 0.38 | 0.39506 | 3.9032
| C57 | Verticals | 1 | 20 | 8 | 3.3 | 2.4691 |  |  |  |  | 65.1852
|  | Verticals | 1 | 16 | 4 | 3.3 | 1.5802 |  |  |  | 20.8593
|  | Overlaps | 1 | 20 | 8 | 1 | 2.4691 |  |  |  |  | 19.7531
|  | Overlaps | 1 | 16 | 4 | 0.8 | 1.5802 |  |  |  | 5.0568
|  | Rings | 1 | 8 | 24 | 1.64 | 0.39506 | 15.5496
|  | Rings | 1 | 8 | 26 | 1.25 | 0.39506 | 12.8395
|  | Rings | 1 | 8 | 26 | 0.68 | 0.39506 | 6.9847
|  | Rings | 1 | 8 | 26 | 0.38 | 0.39506 | 3.9032
| C59/C64 | Verticals | 2 | 16 | 10 | 3.3 | 1.5802 |  |  |  | 104.2963
|  | Overlaps | 2 | 16 | 10 | 0.8 | 1.5802 |  |  |  | 25.284
|  | Rings | 2 | 8 | 26 | 1.5 | 0.39506 | 30.8148
|  | Rings | 2 | 8 | 26 | 1.06 | 0.39506 | 21.7758
|  | Rings | 2 | 8 | 26 | 0.31 | 0.39506 | 6.3684
| C60 | Verticals | 1 | 20 | 10 | 3.3 | 2.4691 |  |  |  |  | 81.4815
|  | Overlaps | 1 | 20 | 10 | 1 | 2.4691 |  |  |  |  | 24.6914
|  | Rings | 1 | 8 | 26 | 1.5 | 0.39506 | 15.4074
|  | Rings | 1 | 8 | 26 | 1.06 | 0.39506 | 10.8879
|  | Rings | 1 | 8 | 26 | 0.31 | 0.39506 | 3.1842
| C63 | Verticals | 1 | 16 | 6 | 3.3 | 1.5802 |  |  |  | 31.2889
|  | Verticals | 1 | 12 | 6 | 3.3 | 0.88889 |  |  | 17.6
|  | Overlaps | 1 | 16 | 6 | 0.8 | 1.5802 |  |  |  | 7.5852
|  | Overlaps | 1 | 12 | 6 | 0.6 | 0.88889 |  |  | 3.2
|  | Rings | 1 | 8 | 26 | 1.5 | 0.39506 | 15.4074
|  | Rings | 1 | 8 | 26 | 1.06 | 0.39506 | 10.8879
|  | Rings | 1 | 8 | 26 | 0.31 | 0.39506 | 3.1842
| CB2/CB3/CB6/CB9/CB11/CB12 | Verticals | 6 | 12 | 6 | 3.3 | 0.88889 |  |  | 105.6
|  | Verticals | 6 | 16 | 4 | 3.3 | 1.5802 |  |  |  | 125.1556
|  | Overlaps | 6 | 12 | 6 | 0.8 | 0.88889 |  |  | 25.6
|  | Overlaps | 6 | 16 | 4 | 0.8 | 1.5802 |  |  |  | 30.3407
|  | Rings | 6 | 8 | 26 | 1.34 | 0.39506 | 82.5837
|  | Rings | 6 | 8 | 26 | 1.01 | 0.39506 | 62.2459
|  | Rings | 6 | 8 | 26 | 0.53 | 0.39506 | 32.6637
| CB5/CB8 | Verticals | 2 | 16 | 10 | 3.3 | 1.5802 |  |  |  | 104.2963
|  | Overlaps | 2 | 16 | 10 | 0.8 | 1.5802 |  |  |  | 25.284
|  | Rings | 2 | 8 | 26 | 1.34 | 0.39506 | 27.5279
|  | Rings | 2 | 8 | 26 | 1.01 | 0.39506 | 20.7486
|  | Rings | 2 | 8 | 26 | 0.53 | 0.39506 | 10.8879
2 | Second floor roof beam detail | [5 empty] | 0
| B1/B20 | Top bar | 2 | 12 | 3 | 5.84 | 0.88889 |  |  | 31.1467
|  | Bottom bar | 2 | 12 | 3 | 5.84 | 0.88889 |  |  | 31.1467
|  | Top extraa | 2 | 16 | 2 | 2.06 | 1.5802 |  |  |  | 13.0212
|  | Top extraa | 2 | 16 | 2 | 2.36 | 1.5802 |  |  |  | 14.9175
|  | Bottom extraa | 2 | 12 | 1 | 3.42 | 0.88889 |  |  | 6.08
|  | Rings | 2 | 8 | 33 | 1.46 | 0.39506 | 38.0681
|  | Spacer | 2 | 20 | 6 | 0.25 | 2.4691 |  |  |  |  | 7.4074
| B2 | Top bar | 1 | 16 | 3 | 17.34 | 1.5802 |  |  |  | 82.2044
|  | Bottom bar | 1 | 16 | 3 | 17.34 | 1.5802 |  |  |  | 82.2044
|  | Top extraa | 1 | 20 | 4 | 2.56 | 2.4691 |  |  |  |  | 25.284
|  | top extraa | 1 | 20 | 2 | 7.5 | 2.4691 |  |  |  |  | 37.037
|  | Bottom extraa | 1 | 16 | 4 | 4.66 | 1.5802 |  |  |  | 29.4558
|  | rings | 1 | 8 | 106 | 1.46 | 0.39506 | 61.1398
|  | Spacer | 1 | 20 | 11 | 0.25 | 2.4691 |  |  |  |  | 6.7901
| B3 | Top bar | 1 | 16 | 3 | 7.855 | 1.5802 |  |  |  | 37.2385
|  | Bottom bar | 1 | 16 | 3 | 7.855 | 1.5802 |  |  |  | 37.2385
|  | Top extraa | 1 | 16 | 2 | 4.275 | 1.5802 |  |  |  | 13.5111
|  | Top extraa | 1 | 16 | 2 | 2.26 | 1.5802 |  |  |  | 7.1427
|  | Bottom extraa | 1 | 12 | 2 | 3.22 | 0.88889 |  |  | 5.7244
|  | Rings | 1 | 8 | 46 | 1.46 | 0.39506 | 26.5323
|  | Spacer | 1 | 20 | 6 | 0.25 | 2.4691 |  |  |  |  | 3.7037
| B4/B17 | Top bar | 3 | 20 | 3 | 10.675 | 2.4691 |  |  |  |  | 237.2222
|  | Bottom bar | 3 | 20 | 3 | 10.675 | 2.4691 |  |  |  |  | 237.2222
|  | Top extraa | 3 | 20 | 2 | 3.73 | 2.4691 |  |  |  |  | 55.2593
|  | Top extraa | 3 | 20 | 2 | 4.925 | 2.4691 |  |  |  |  | 72.963
|  | Bottom extraa | 3 | 16 | 2 | 5.74 | 1.5802 |  |  |  | 54.4237
|  | Rings | 3 | 8 | 62 | 1.46 | 0.39506 | 107.283
|  | Spacer | 3 | 20 | 6 | 0.25 | 2.4691 |  |  |  |  | 11.1111
| B5 | Top bar | 1 | 16 | 3 | 7.84 | 1.5802 |  |  |  | 37.1674
|  | Bottom bar | 1 | 16 | 3 | 7.84 | 1.5802 |  |  |  | 37.1674
|  | Top extraa | 1 | 16 | 2 | 4.16 | 1.5802 |  |  |  | 13.1477
|  | Top extraa | 1 | 16 | 2 | 2.16 | 1.5802 |  |  |  | 6.8267
|  | Bottom extraa | 1 | 12 | 2 | 3.72 | 0.88889 |  |  | 6.6133
|  | Rings | 1 | 8 | 49 | 1.46 | 0.39506 | 28.2627
|  | Spacer | 1 | 20 | 6 | 0.25 | 2.4691 |  |  |  |  | 3.7037
| B6 | Top bar | 1 | 16 | 3 | 27.88 | 1.5802 |  |  |  | 132.1719
|  | Bottom bar | 1 | 16 | 3 | 27.88 | 1.5802 |  |  |  | 132.1719
|  | Top extraa | 1 | 12 | 2 | 5.232 | 0.88889 |  |  | 9.3013
|  | Top extraa | 1 | 16 | 2 | 6.05 | 1.5802 |  |  |  | 19.121
|  | Top extraa | 1 | 20 | 2 | 7.5 | 2.4691 |  |  |  |  | 37.037
|  | Top extraa | 1 | 20 | 2 | 2.56 | 2.4691 |  |  |  |  | 12.642
|  | Bottom extraa | 1 | 12 | 2 | 3.47 | 0.88889 |  |  | 6.1689
|  | Bottom extraa | 1 | 12 | 2 | 4.66 | 0.88889 |  |  | 8.2844
|  | Bottom extraa | 1 | 16 | 2 | 4.66 | 1.5802 |  |  |  | 14.7279
|  | Rings | 1 | 8 | 177 | 1.46 | 0.39506 | 102.0919
|  | Spacer | 1 | 20 | 16 | 0.25 | 2.4691 |  |  |  |  | 9.8765
| B7 | Top bar | 1 | 20 | 2 | 34.83 | 2.4691 |  |  |  |  | 172
|  | Top bar | 1 | 16 | 1 | 34.23 | 1.5802 |  |  |  | 54.0919
|  | Top bar | 1 | 16 | 6 | 6.2 | 1.5802 |  |  |  | 58.7852
|  | Bottom bar | 1 | 20 | 4 | 6.565 | 2.4691 |  |  |  |  | 64.8395
|  | Bottom bar | 1 | 16 | 2 | 6.565 | 1.5802 |  |  |  | 20.7486
|  | Bottom bar | 1 | 20 | 2 | 17.44 | 2.4691 |  |  |  |  | 86.1235
|  | Top extraa | 1 | 16 | 2 | 2.46 | 1.5802 |  |  |  | 7.7748
|  | Top extraa | 1 | 16 | 2 | 6.2 | 1.5802 |  |  |  | 19.5951
|  | Top extraa | 1 | 16 | 1 | 7.4 | 1.5802 |  |  |  | 11.6938
|  | Top extraa | 1 | 16 | 1 | 6.55 | 1.5802 |  |  |  | 10.3506
|  | Top extraa | 1 | 16 | 2 | 6.25 | 1.5802 |  |  |  | 19.7531
|  | Top extraa | 1 | 16 | 2 | 2.51 | 1.5802 |  |  |  | 7.9328
|  | Bottom extraa | 1 | 16 | 2 | 4.56 | 1.5802 |  |  |  | 14.4119
|  | Face bar | 1 | 12 | 2 | 16.52 | 0.88889 |  |  | 29.3689
|  | Rings | 1 | 8 | 70 | 1.46 | 0.39506 | 40.3753
|  | Rings | 1 | 8 | 30 | 0.86 | 0.39506 | 10.1926
|  | Rings | 1 | 8 | 95 | 2.22 | 0.39506 | 83.3185
|  | Spacer | 1 | 20 | 17 | 0.25 | 2.4691 |  |  |  |  | 10.4938
| B8 | Top bar | 4 | 16 | 2 | 6.595 | 1.5802 |  |  |  | 83.3738
|  | Bottom bar | 4 | 16 | 2 | 6.595 | 1.5802 |  |  |  | 83.3738
|  | Bottom extraa | 4 | 16 | 1 | 4.245 | 1.5802 |  |  |  | 26.8326
|  | Rings | 4 | 8 | 38 | 1.32 | 0.39506 | 79.2652
| B9/B10 | Top bar | 4 | 16 | 3 | 9.165 | 1.5802 |  |  |  | 173.7956
|  | Bottom bar | 4 | 16 | 3 | 6.565 | 1.5802 |  |  |  | 124.4919
|  | Bottom bar | 4 | 16 | 2 |  | 1.5802 |  |  |  | 0
|  | Top bar | 4 | 16 | 2 | 3.41 | 1.5802 |  |  |  | 43.1091
|  | Top extraa | 4 | 16 | 2 | 2.51 | 1.5802 |  |  |  | 31.7314
|  | Top extraa | 4 | 16 | 2 | 4.45 | 1.5802 |  |  |  | 56.2568
|  | Bottom extraa | 4 | 12 | 2 | 3.795 | 0.88889 |  |  | 26.9867
|  | Rings | 4 | 8 | 35 | 1.46 | 0.39506 | 80.7506
|  | Rings | 4 | 8 | 15 | 0.86 | 0.39506 | 20.3852
|  | Spacer | 4 | 20 | 6 | 0.25 | 2.4691 |  |  |  |  | 14.8148
| B11 | Top bar | 1 | 16 | 2 | 5.58 | 1.5802 |  |  |  | 17.6356
|  | Bottm bar | 1 | 16 | 2 | 5.58 | 1.5802 |  |  |  | 17.6356
|  | Top extraa | 1 | 16 | 4 | 2.06 | 1.5802 |  |  |  | 13.0212
|  | Bottom extraa | 1 | 16 | 1 | 3.46 | 1.5802 |  |  |  | 5.4677
|  | Rings | 1 | 8 | 33 | 1.32 | 0.39506 | 17.2089
| B12 | Top bar | 1 | 20 | 2 | 43.805 | 2.4691 |  |  |  |  | 216.321
|  | Top bar | 1 | 16 | 1 | 43.805 | 1.5802 |  |  |  | 69.2227
|  | Top bar | 1 | 16 | 6 | 6.2 | 1.5802 |  |  |  | 58.7852
|  | Bottom bar | 1 | 20 | 2 | 6.565 | 2.4691 |  |  |  |  | 32.4198
|  | Bottom bar | 1 | 16 | 1 | 6.565 | 1.5802 |  |  |  | 10.3743
|  | Bottom bar | 1 | 20 | 2 | 17.44 | 2.4691 |  |  |  |  | 86.1235
|  | Bottom bar | 1 | 20 | 2 | 15.541 | 2.4691 |  |  |  |  | 76.7457
|  | Bottom bar | 1 | 16 | 1 | 15.541 | 1.5802 |  |  |  | 24.5586
|  | Top extraa | 1 | 16 | 2 | 2.46 | 1.5802 |  |  |  | 7.7748
|  | Top extraa | 1 | 16 | 2 | 6.2 | 1.5802 |  |  |  | 19.5951
|  | Top extraa | 1 | 16 | 1 | 7.4 | 1.5802 |  |  |  | 11.6938
|  | Top extraa | 1 | 16 | 2 | 6.25 | 1.5802 |  |  |  | 19.7531
|  | Top extraa | 1 | 16 | 2 | 6.515 | 1.5802 |  |  |  | 20.5906
|  | Top extraa | 1 | 16 | 2 | 2.75 | 1.5802 |  |  |  | 8.6914
|  | Bottom extraa | 1 | 16 | 2 | 4.56 | 1.5802 |  |  |  | 14.4119
|  | Face bar | 1 | 12 | 2 | 16.52 | 0.88889 |  |  | 29.3689
|  | Rings | 1 | 8 | 96 | 1.46 | 0.39506 | 55.3719
|  | Rings | 1 | 8 | 30 | 0.86 | 0.39506 | 10.1926
|  | Rings | 1 | 8 | 26 | 1.32 | 0.39506 | 13.5585
|  | Rings | 1 | 8 | 95 | 2.22 | 0.39506 | 83.3185
|  | Spacer | 1 | 20 | 15 | 0.25 | 2.4691 |  |  |  |  | 9.2593
| B13 | Top bar | 1 | 16 | 3 | 34.575 | 1.5802 |  |  |  | 163.9111
|  | Bottom bar | 1 | 16 | 3 | 34.575 | 1.5802 |  |  |  | 163.9111
|  | Top extraa | 1 | 16 | 2 | 2.56 | 1.5802 |  |  |  | 8.0909
|  | top extraa | 1 | 16 | 2 | 7.5 | 1.5802 |  |  |  | 23.7037
|  | Top extraa | 1 | 16 | 2 | 6.15 | 1.5802 |  |  |  | 19.437
|  | Top extraa | 1 | 16 | 2 | 6.167 | 1.5802 |  |  |  | 19.4908
|  | Bottom extraa | 1 | 12 | 4 | 4.66 | 0.88889 |  |  | 16.5689
|  | Bottom extraa | 1 | 12 | 2 | 3.32 | 0.88889 |  |  | 5.9022
|  | Bottom extraa | 1 | 12 | 2 | 3.6 | 0.88889 |  |  | 6.4
|  | Rings | 1 | 8 | 206 | 1.46 | 0.39506 | 118.8188
|  | Spacer | 1 | 20 | 19 | 0.25 | 2.4691 |  |  |  |  | 11.7284
| B14 | Top bar | 1 | 16 | 2 | 6.225 | 1.5802 |  |  |  | 19.6741
|  | Bottom bar | 1 | 16 | 2 | 6.225 | 1.5802 |  |  |  | 19.6741
|  | Rings | 1 | 8 | 38 | 1.32 | 0.39506 | 19.8163
| B15 | Top bar | 1 | 12 | 2 | 3.395 | 0.88889 |  |  | 6.0356
|  | Bottom bar | 1 | 12 | 2 | 3.395 | 0.88889 |  |  | 6.0356
|  | Rings | 1 | 8 | 22 | 1.32 | 0.39506 | 11.4726
| B16 | Top bar | 1 | 16 | 2 | 4.01 | 1.5802 |  |  |  | 12.6736
|  | Bottom bar | 1 | 16 | 2 | 4.01 | 1.5802 |  |  |  | 12.6736
|  | Rings | 1 | 8 | 25 | 1.46 | 0.39506 | 14.4198
| B18 | Top bar | 1 | 16 | 3 | 17.34 | 1.5802 |  |  |  | 82.2044
|  | Bottom bar | 1 | 16 | 3 | 17.34 | 1.5802 |  |  |  | 82.2044
|  | Top extraa | 1 | 20 | 2 | 3.5 | 2.4691 |  |  |  |  | 17.284
|  | Top extraa | 1 | 16 | 3 | 7.5 | 1.5802 |  |  |  | 35.5556
|  | Top extraa | 1 | 20 | 2 | 2.56 | 2.4691 |  |  |  |  | 12.642
|  | Bottom extraa | 1 | 16 | 4 | 4.66 | 1.5802 |  |  |  | 29.4558
|  | Rings | 1 | 8 | 106 | 1.46 | 0.39506 | 61.1398
|  | Spacer | 1 | 20 | 11 | 0.25 | 2.4691 |  |  |  |  | 6.7901
| B18/B20/B21/B22 | Top bar | 4 | 16 | 3 | 3.22 | 1.5802 |  |  |  | 61.0607
|  | Bottom bar | 4 | 16 | 3 | 3.22 | 1.5802 |  |  |  | 61.0607
|  | Rings | 4 | 8 | 15 | 1.46 | 0.39506 | 34.6074
| B22 | Top bar | 1 | 16 | 3 | 5.84 | 1.5802 |  |  |  | 27.6859
|  | Bottom bar | 1 | 16 | 3 | 5.84 | 1.5802 |  |  |  | 27.6859
|  | Top extraa | 1 | 16 | 4 | 2.36 | 1.5802 |  |  |  | 14.9175
|  | Bottom extraa | 1 | 16 | 2 | 3.42 | 1.5802 |  |  |  | 10.8089
|  | Rings | 1 | 8 | 33 | 1.46 | 0.39506 | 19.0341
|  | Spacer | 1 | 20 | 6 | 0.25 | 2.4691 |  |  |  |  | 3.7037
| B24 | Top bar | 1 | 16 | 3 | 17.34 | 1.5802 |  |  |  | 82.2044
|  | Bottom bar | 1 | 16 | 3 | 17.34 | 1.5802 |  |  |  | 82.2044
|  | Top extraa | 1 | 20 | 4 | 2.56 | 2.4691 |  |  |  |  | 25.284
|  | Top extraa | 1 | 20 | 2 | 7.5 | 2.4691 |  |  |  |  | 37.037
|  | bottom extraa | 1 | 16 | 4 | 4.66 | 1.5802 |  |  |  | 29.4558
|  | Rings | 1 | 8 | 106 | 1.46 | 0.39506 | 61.1398
|  | Spacer | 1 | 20 | 11 | 0.25 | 2.4691 |  |  |  |  | 6.7901
| B25 | Top bar | 1 | 16 | 2 | 8.565 | 1.5802 |  |  |  | 27.0696
|  | Bottom bar | 1 | 16 | 2 | 8.565 | 1.5802 |  |  |  | 27.0696
|  | Top extraa | 1 | 20 | 1 | 5.19 | 2.4691 |  |  |  |  | 12.8148
|  | Top extraa | 1 | 20 | 1 | 2.01 | 2.4691 |  |  |  |  | 4.963
|  | Bottom extraa | 1 | 16 | 1 | 3.431 | 1.5802 |  |  |  | 5.4218
|  | Rings | 1 | 8 | 59 | 1.32 | 0.39506 | 30.7674
| B26 | Top bar | 1 | 20 | 3 | 10.675 | 2.4691 |  |  |  |  | 79.0741
|  | Bottom bar | 1 | 20 | 3 | 10.675 | 2.4691 |  |  |  |  | 79.0741
|  | Top extraa | 1 | 20 | 2 | 4.895 | 2.4691 |  |  |  |  | 24.1728
|  | Top extraa | 1 | 20 | 2 | 4.07 | 2.4691 |  |  |  |  | 20.0988
|  | Bottom extraa | 1 | 16 | 2 | 3.762 | 1.5802 |  |  |  | 11.8898
|  | Rings | 1 | 8 | 66 | 1.46 | 0.39506 | 38.0681
|  | Spacer | 1 | 20 | 6 | 0.25 | 2.4691 |  |  |  |  | 3.7037
| B27 | Top bar | 1 | 16 | 2 | 8.5 | 1.5802 |  |  |  | 26.8642
|  | Bottom bar | 1 | 16 | 2 | 8.5 | 1.5802 |  |  |  | 26.8642
|  | Top extraa | 1 | 20 | 1 | 1.9 | 2.4691 |  |  |  |  | 4.6914
|  | Top extraa | 1 | 20 | 1 | 5.23 | 2.4691 |  |  |  |  | 12.9136
|  | Bottom extraa | 1 | 16 | 1 | 3.1 | 1.5802 |  |  |  | 4.8988
|  | Rings | 1 | 8 | 57 | 1.46 | 0.39506 | 32.877
| B28/B30 | Top bar | 2 | 16 | 3 | 12.52 | 1.5802 |  |  |  | 118.7081
|  | Bottom bar | 2 | 16 | 3 | 12.52 | 1.5802 |  |  |  | 118.7081
|  | Top extraa | 2 | 20 | 4 | 5.09 | 2.4691 |  |  |  |  | 100.5432
|  | Bottom extraa | 2 | 16 | 2 | 5.14 | 1.5802 |  |  |  | 32.4899
|  | Rings | 2 | 8 | 84 | 1.46 | 0.39506 | 96.9007
| B29 | Top bar | 1 | 16 | 3 | 36.32 | 1.5802 |  |  |  | 172.1837
|  | Bottom bar | 1 | 16 | 3 | 36.32 | 1.5802 |  |  |  | 172.1837
|  | Top extraa | 1 | 16 | 2 | 4.88 | 1.5802 |  |  |  | 15.4232
|  | Top extraaa | 1 | 20 | 2 | 6 | 2.4691 |  |  |  |  | 29.6296
|  | Top extraa | 1 | 20 | 2 | 7.5 | 2.4691 |  |  |  |  | 37.037
|  | Top extraa | 1 | 20 | 2 | 2.56 | 2.4691 |  |  |  |  | 12.642
|  | Bottom extraa | 1 | 16 | 2 | 3.42 | 1.5802 |  |  |  | 10.8089
|  | Bottom extraa | 1 | 16 | 2 | 4.66 | 1.5802 |  |  |  | 14.7279
|  | Bottom extraa | 1 | 16 | 2 | 4.66 | 1.5802 |  |  |  | 14.7279
|  | Rings | 1 | 8 | 224 | 1.46 | 0.39506 | 129.201
|  | Spacer | 1 | 20 | 16 | 0.25 | 2.4691 |  |  |  |  | 9.8765
| B31 | Top bar | 1 | 20 | 2 | 34.825 | 2.4691 |  |  |  |  | 171.9753
|  | Top bar | 1 | 16 | 1 | 34.225 | 1.5802 |  |  |  | 54.084
|  | Top bar | 1 | 16 | 6 | 6.2 | 1.5802 |  |  |  | 58.7852
|  | Bottom bar | 1 | 20 | 4 | 6.565 | 2.4691 |  |  |  |  | 64.8395
|  | Bottom bar | 1 | 16 | 2 | 6.565 | 1.5802 |  |  |  | 20.7486
|  | Bottom bar | 1 | 20 | 2 | 17.44 | 2.4691 |  |  |  |  | 86.1235
|  | Top extraa | 1 | 16 | 2 | 2.51 | 1.5802 |  |  |  | 7.9328
|  | Top extraa | 1 | 16 | 3 | 6.25 | 1.5802 |  |  |  | 29.6296
|  | Top extraa | 1 | 16 | 1 | 7.4 | 1.5802 |  |  |  | 11.6938
|  | Top extraa | 1 | 16 | 2 | 2.46 | 1.5802 |  |  |  | 7.7748
|  | Bottom extraa | 1 | 16 | 2 | 4.56 | 1.5802 |  |  |  | 14.4119
|  | Face bar | 1 | 12 | 2 | 16.52 | 0.88889 |  |  | 29.3689
|  | Rings | 1 | 8 | 30 | 0.86 | 0.39506 | 10.1926
|  | Rings | 1 | 8 | 106 | 2.22 | 0.39506 | 92.9659
|  | Rings | 1 | 8 | 70 | 1.46 | 0.39506 | 40.3753
|  | Spacer | 1 | 20 | 10 | 0.25 | 2.4691 |  |  |  |  | 6.1728
| B32/B33 Nos | Top bar | 4 | 16 | 2 | 6.595 | 1.5802 |  |  |  | 83.3738
|  | Bottom bar | 4 | 16 | 2 | 6.595 | 1.5802 |  |  |  | 83.3738
|  | Bottom extraa | 4 | 20 | 1 | 4.245 | 2.4691 |  |  |  |  | 41.9259
|  | Rings | 4 | 8 | 38 | 1.32 | 0.39506 | 79.2652
| B34/B35 4Nos | Top bar | 4 | 16 | 3 | 8.465 | 1.5802 |  |  |  | 160.5215
|  | Bottom bar | 4 | 16 | 3 | 6.565 | 1.5802 |  |  |  | 124.4919
|  | Top extraa | 4 | 16 | 2 | 2.51 | 1.5802 |  |  |  | 31.7314
|  | Top extraa | 4 | 16 | 2 | 4.45 | 1.5802 |  |  |  | 56.2568
|  | Bottom extraa | 4 | 12 | 2 | 3.795 | 0.88889 |  |  | 26.9867
|  | Rings | 4 | 8 | 35 | 1.46 | 0.39506 | 80.7506
|  | Rings | 4 | 8 | 15 | 0.86 | 0.39506 | 20.3852
|  | Spacer | 4 | 20 | 6 | 0.25 | 2.4691 |  |  |  |  | 14.8148
| B36 | Top bar | 1 | 20 | 2 | 34.825 | 2.4691 |  |  |  |  | 171.9753
|  | Top bar | 1 | 16 | 1 | 34.225 | 1.5802 |  |  |  | 54.084
|  | Top bar | 1 | 16 | 6 | 6.2 | 1.5802 |  |  |  | 58.7852
|  | Bottom bar | 1 | 20 | 4 | 6.565 | 2.4691 |  |  |  |  | 64.8395
|  | Bottom bar | 1 | 16 | 2 | 6.565 | 1.5802 |  |  |  | 20.7486
|  | Bottom bar | 1 | 20 | 2 | 17.44 | 2.4691 |  |  |  |  | 86.1235
|  | Top extraa | 1 | 16 | 2 | 2.51 | 1.5802 |  |  |  | 7.9328
|  | Top extraa | 1 | 16 | 4 | 6.25 | 1.5802 |  |  |  | 39.5062
|  | Top extraa | 1 | 16 | 1 | 7.4 | 1.5802 |  |  |  | 11.6938
|  | Top extraa | 1 | 16 | 2 | 2.46 | 1.5802 |  |  |  | 7.7748
|  | Bottom extraa | 1 | 12 | 2 | 4.56 | 0.88889 |  |  | 8.1067
|  | Face bar | 1 | 12 | 2 | 16.52 | 0.88889 |  |  | 29.3689
|  | Rings | 1 | 8 | 30 | 0.86 | 0.39506 | 10.1926
|  | Rings | 1 | 8 | 106 | 2.22 | 0.39506 | 92.9659
|  | Rings | 1 | 8 | 70 | 1.46 | 0.39506 | 40.3753
|  | Spacer | 1 | 20 | 10 | 0.25 | 2.4691 |  |  |  |  | 6.1728
| B37 | Top bar | 1 | 16 | 3 | 30.175 | 1.5802 |  |  |  | 143.0519
|  | Bottom bar | 1 | 16 | 3 | 30.175 | 1.5802 |  |  |  | 143.0519
|  | Top extraa | 1 | 20 | 2 | 4.76 | 2.4691 |  |  |  |  | 23.5062
|  | Top extraa | 1 | 20 | 2 | 7.5 | 2.4691 |  |  |  |  | 37.037
|  | Top extraa | 1 | 20 | 2 | 5.8 | 2.4691 |  |  |  |  | 28.642
|  | Top extraa | 1 | 16 | 2 | 4.63 | 1.5802 |  |  |  | 14.6331
|  | Bottom extraa | 1 | 16 | 4 | 4.66 | 1.5802 |  |  |  | 29.4558
|  | Bottom extraa | 1 | 16 | 2 | 3.52 | 1.5802 |  |  |  | 11.1249
|  | Rings | 1 | 8 | 172 | 1.46 | 0.39506 | 99.2079
|  | Spacer | 1 | 20 | 16 | 0.25 | 2.4691 |  |  |  |  | 9.8765
| B38 | Top bar | 1 | 16 | 2 | 5.56 | 1.5802 |  |  |  | 17.5723
|  | Bottom bar | 1 | 16 | 2 | 5.56 | 1.5802 |  |  |  | 17.5723
|  | Top extraa | 1 | 16 | 2 | 2.06 | 1.5802 |  |  |  | 6.5106
|  | Bottom extraa | 1 | 16 | 1 | 3.43 | 1.5802 |  |  |  | 5.4202
|  | Rings | 1 | 8 | 34 | 1.32 | 0.39506 | 17.7304
| B39 | Top bar | 1 | 20 | 3 | 8.66 | 2.4691 |  |  |  |  | 64.1481
|  | Bottom bar | 1 | 20 | 3 | 8.66 | 2.4691 |  |  |  |  | 64.1481
|  | Top extraa | 1 | 20 | 2 | 1.96 | 2.4691 |  |  |  |  | 9.679
|  | Top extraa | 1 | 20 | 2 | 4.79 | 2.4691 |  |  |  |  | 23.6543
|  | Bottom extraaa | 1 | 16 | 2 | 3.76 | 1.5802 |  |  |  | 11.8835
|  | Rings | 1 | 8 | 56 | 1.46 | 0.39506 | 32.3002
|  | Spacer | 1 | 20 | 6 | 0.25 | 2.4691 |  |  |  |  | 3.7037
| B40 | Top bar | 1 | 16 | 3 | 7.855 | 1.5802 |  |  |  | 37.2385
|  | Bottom bar | 1 | 16 | 3 | 7.855 | 1.5802 |  |  |  | 37.2385
|  | Top extraa | 1 | 20 | 2 | 2.06 | 2.4691 |  |  |  |  | 10.1728
|  | Top extraa | 1 | 20 | 2 | 4.37 | 2.4691 |  |  |  |  | 21.5802
|  | Botttom extraa | 1 | 16 | 2 | 3.42 | 1.5802 |  |  |  | 10.8089
|  | Rings | 1 | 8 | 48 | 1.46 | 0.39506 | 27.6859
|  | Spacer | 1 | 20 | 6 | 0.25 | 2.4691 |  |  |  |  | 3.7037
| B41 | Top bar | 1 | 16 | 3 | 20.16 | 1.5802 |  |  |  | 95.5733
|  | Bottom bar | 1 | 16 | 3 | 20.16 | 1.5802 |  |  |  | 95.5733
|  | Top extraa | 1 | 20 | 2 | 2.46 | 2.4691 |  |  |  |  | 12.1481
|  | Top extraa | 1 | 20 | 2 | 7.5 | 2.4691 |  |  |  |  | 37.037
|  | Top extraa | 1 | 20 | 2 | 4.65 | 2.4691 |  |  |  |  | 22.963
|  | Bottom extraa | 1 | 16 | 2 | 4.66 | 1.5802 |  |  |  | 14.7279
|  | Bottom extraa | 1 | 16 | 2 | 4.66 | 1.5802 |  |  |  | 14.7279
|  | Rings | 1 | 8 | 81 | 1.46 | 0.39506 | 46.72
|  | Spacer | 1 | 20 | 11 | 0.25 | 2.4691 |  |  |  |  | 6.7901
| B42 | Top bar | 1 | 16 | 3 | 5.84 | 1.5802 |  |  |  | 27.6859
|  | Bottom bar | 1 | 16 | 3 | 5.84 | 1.5802 |  |  |  | 27.6859
|  | Top extraa | 1 | 16 | 2 | 2.36 | 1.5802 |  |  |  | 7.4588
|  | Top extraa | 1 | 12 | 2 | 2.06 | 0.88889 |  |  | 3.6622
|  | Bottom extraa | 1 | 8 | 33 | 1.46 | 0.39506 | 19.0341
|  | Spacer | 1 | 20 | 4 | 0.25 | 2.4691 |  |  |  |  | 2.4691
| B43/B44 | Top bar | 2 | 20 | 2 | 7.73 | 2.4691 |  |  |  |  | 76.3457
|  | Bottom bar | 2 | 20 | 2 | 7.73 | 2.4691 |  |  |  |  | 76.3457
|  | Top bar | 2 | 20 | 2 | 4.476 | 2.4691 |  |  |  |  | 44.2074
|  | Bottom bar | 2 | 20 | 2 | 4.476 | 2.4691 |  |  |  |  | 44.2074
|  | extraa | 2 | 20 | 2 | 3.952 | 2.4691 |  |  |  |  | 39.0321
|  | Rings | 2 | 8 | 50 | 1.32 | 0.39506 | 52.1481
3 | Second floor roof slab detail | [5 empty] | 0
| S1 | Main bar | 4 | 8 | 16 | 3.766 | 0.39506 | 95.2194
|  | Main bar | 4 | 8 | 16 | 3.216 | 0.39506 | 81.3132
|  | Distribution bar | 4 | 8 | 14 | 5.42 | 0.39506 | 119.9091
|  | Binder | 4 | 8 | 8 | 4.62 | 0.39506 | 58.4059
|  | Binder | 4 | 8 | 7 | 2.516 | 0.39506 | 27.8313
| S1 | Main bar | 3 | 8 | 32 | 2.3 | 0.39506 | 87.2296
|  | Distribution bar | 3 | 8 | 10 | 5.22 | 0.39506 | 61.8667
|  | Binder | 3 | 8 | 8 | 4.62 | 0.39506 | 43.8044
| S2 | Main bar | 2 | 10 | 19 | 5.87 | 0.61728 |  | 137.6914
|  | Main bar | 2 | 10 | 19 | 5.82 | 0.61728 |  | 136.5185
|  | Distribution bar | 2 | 10 | 19 | 6.17 | 0.61728 |  | 144.7284
|  | Distribution bar | 2 | 10 | 19 | 5.87 | 0.61728 |  | 137.6914
|  | Binder | 2 | 8 | 8 | 4.62 | 0.39506 | 29.203
|  | Binder | 2 | 8 | 8 | 4.62 | 0.39506 | 29.203
| S3 | Main bar | 16 | 10 | 18 | 4.46 | 0.61728 |  | 792.8889
|  | Main bar | 16 | 10 | 18 | 4.41 | 0.61728 |  | 784
|  | Distribution bar | 16 | 8 | 8 | 6.595 | 0.39506 | 333.4953
|  | Distribution bar | 16 | 8 | 8 | 6.045 | 0.39506 | 305.683
|  | Binder | 16 | 8 | 8 | 5.945 | 0.39506 | 300.6262
|  | Binder | 16 | 8 | 8 | 3.46 | 0.39506 | 174.9649
| S4 | Main bar | 4 | 10 | 18 | 4.65 | 0.61728 |  | 206.6667
|  | Main bar | 4 | 10 | 18 | 4.6 | 0.61728 |  | 204.4444
|  | Distribution bar | 4 | 10 | 8 | 6.595 | 0.61728 |  | 130.2716
|  | Distribution bar | 4 | 10 | 8 | 6.045 | 0.61728 |  | 119.4074
|  | Binder | 4 | 8 | 6 | 5.945 | 0.39506 | 56.3674
|  | Binder | 4 | 8 | 8 | 3.6 | 0.39506 | 45.5111
| S5(Gallery) | Main bar | 3 | 8 | 11 | 2.25 | 0.39506 | 29.3333
|  | Distribution bar | 3 | 8 | 10 | 2.25 | 0.39506 | 26.6667
|  | Binder | 3 | 8 | 3 | 2.25 | 0.39506 | 8
| S5(NEAR BATHROOM AREA) | Main bar | 2 | 8 | 28 | 2.3 | 0.39506 | 50.884
|  | Distribution bar | 2 | 8 | 10 | 5.22 | 0.39506 | 41.2444
|  | Binder | 2 | 8 | 6 | 5.22 | 0.39506 | 24.7467
| S5(near courtyard area) | Main bar | 8 | 8 | 34 | 2.23 | 0.39506 | 239.6286
|  | Distribution bar | 8 | 8 | 10 | 6.46 | 0.39506 | 204.1679
|  | Binder | 8 | 8 | 3 | 6.46 | 0.39506 | 61.2504
| S5(near courtyard area) | Main bar | 4 | 8 | 18 | 2.23 | 0.39506 | 63.4311
|  | Distribution bar | 4 | 8 | 10 | 3.6 | 0.39506 | 56.8889
|  | Binder | 4 | 8 | 3 | 3.6 | 0.39506 | 17.0667 | [5 empty] | 17.0667
| S5(Near staircase area) | Main bar | 1 | 8 | 18 | 2.3 | 0.39506 | 16.3556
|  | Distribution bar | 1 | 8 | 10 | 3.545 | 0.39506 | 14.0049
|  | Binder |  |  |  |  | 0
| S5(Near staircase area) | Main bar | 1 | 8 | 26 | 2.3 | 0.39506 | 23.6247
|  | Distribution bar | 1 | 8 | 10 | 4.96 | 0.39506 | 19.5951
|  | Binder |  |  |  |  | 0
| S5 | Main bar | 1 | 8 | 32 | 2.3 | 0.39506 | 29.0765
|  | Distribution bar | 1 | 8 | 10 | 5.945 | 0.39506 | 23.4864
|  | Binder | 1 | 8 | 5 | 5.345 | 0.39506 | 10.558
| S9 | Main bar | 1 | 10 | 18 | 4.95 | 0.61728 |  | 55
|  | Main bar | 1 | 10 | 18 | 5.55 | 0.61728 |  | 61.6667
|  | Distribution bar | 1 | 10 | 18 | 4.95 | 0.61728 |  | 55
|  | Distribution bar | 1 | 10 | 18 | 5.55 | 0.61728 |  | 61.6667
|  | Top extraa | 1 | 8 | 6 | 4.32 | 0.39506 | 10.24
|  | Bindee | 1 | 8 | 12 | 4.32 | 0.39506 | 20.48
| S7 | Main bar | 1 | 10 | 26 | 3.13 | 0.61728 |  | 50.2346
|  | Main bar | 1 | 10 | 26 | 2.4 | 0.61728 |  | 38.5185
|  | Distribution bar | 1 | 10 | 10 | 8.175 | 0.61728 |  | 50.463
|  | Binder | 1 | 8 | 4 | 8.175 | 0.39506 | 12.9185
| S6 | Main bar | 1 | 8 | 20 | 2.445 | 0.39506 | 19.3185
|  | Distribution bar | 1 | 8 | 13 | 3.48 | 0.39506 | 17.8726
| S1 | Main bar | 2 | 8 | 18 | 2.4 | 0.39506 | 34.1333
|  | Distribution bar | 2 | 8 | 5 | 3.08 | 0.39506 | 12.1679
|  | Distribution bar | 2 | 8 | 5 | 3.63 | 0.39506 | 14.3407
|  | Binder | 2 | 8 | 5 | 3.08 | 0.39506 | 12.1679
|  | Binder | 2 | 8 | 8 | 2.3 | 0.39506 | 14.5383
| S1 | Main bar | 1 | 8 | 44 | 2.3 | 0.39506 | 39.9802
|  | Distribution bar | 1 | 8 | 10 | 6.94 | 0.39506 | 27.4173
|  | Binder | 1 | 8 | 5 | 6.34 | 0.39506 | 12.5235
|  | Binder | 1 | 8 | 8 | 2.3 | 0.39506 | 7.2691
| Shaft | Main bar | 2 | 8 | 8 | 2.055 | 0.39506 | 12.9896
|  | Distribution bar | 2 | 8 | 8 | 2.055 | 0.39506 | 12.9896
|  | Binder | 2 | 8 | 4 | 1.055 | 0.39506 | 3.3343
| Chajja | Main bar | 4 | 10 | 77 | 0.96 | 0.61728 |  | 182.5185
|  | Binder | 4 | 8 | 2 | 9.46 | 0.39506 | 29.8983
| Chair | Chair | 1 | 10 | 520 | 1.27 | 0.61728 |  | 407.6543
4 | Fire escape staircase detail | [5 empty] | 0
| LB 1 | Top bar | 1 | 16 | 2 | 5.96 | 1.5802 |  |  |  | 18.8365
|  | Bottm bar | 1 | 16 | 2 | 5.96 | 1.5802 |  |  |  | 18.8365
|  | Top extraa | 1 | 16 | 4 | 2.06 | 1.5802 |  |  |  | 13.0212
|  | Bottom extraa | 1 | 16 | 1 | 3.46 | 1.5802 |  |  |  | 5.4677
|  | Rings | 1 | 8 | 33 | 1.32 | 0.39506 | 17.2089
| Fifth Flight | Dowels | 1 | 12 | 7 | 2.5 | 0.88889 |  |  | 15.5556
|  | Dowels | 1 | 12 | 6 | 2 | 0.88889 |  |  | 10.6667
|  | Overlap | 1 | 12 | 7 | 0.6 | 0.88889 |  |  | 3.7333
|  | Overlap | 1 | 12 | 7 | 0.6 | 0.88889 |  |  | 3.7333
|  | Main bar | 2 | 12 | 7 | 4.43 | 0.88889 |  |  | 55.1289
|  | Main bar | 2 | 12 | 6 | 4.13 | 0.88889 |  |  | 44.0533
|  | Distribution bar | 2 | 8 | 16 | 1.75 | 0.39506 | 22.1235
| At Landing | Main bar | 2 | 12 | 19 | 2.03 | 0.88889 |  |  | 68.5689
|  | Distribution bar | 2 | 8 | 10 | 4.45 | 0.39506 | 35.1605
| Sixth flight | Main bar | 2 | 12 | 12 | 6 | 0.88889 |  |  | 128
|  | Distribution bar | 2 | 12 | 32 | 1.75 | 0.88889 |  |  | 99.5556
|  | Overlap | 2 | 12 | 13 | 0.6 | 0.88889 |  |  | 13.8667
|  | extraa bar | 1 | 12 | 13 | 1.475 | 0.88889 |  |  | 17.0444
|  | Chair | 1 | 12 | 28 | 0.75 | 0.88889 |  |  | 18.6667
5 | Staircase detail(Near lift area) | LB1(Top bar) | 1 | 16 | 2 | 6.04 | 1.5802 |  |  |  | 19.0894
|  | Bottom bar | 1 | 16 | 2 | 6.04 | 1.5802 |  |  |  | 19.0894
|  | Top extraa | 1 | 16 | 2 | 2.36 | 1.5802 |  |  |  | 7.4588
|  | Bottomm extraa | 1 | 16 | 1 | 3.56 | 1.5802 |  |  |  | 5.6257
|  | Rings | 1 | 8 | 33 | 1.32 | 0.39506 | 17.2089
|  | Dowels | 1 | 12 | 8 | 2.5 | 0.88889 |  |  | 17.7778
|  | Dowels | 1 | 12 | 8 | 2 | 0.88889 |  |  | 14.2222
|  | Overlap | 2 | 12 | 16 | 0.6 | 0.88889 |  |  | 17.0667
| Seventh Flight | Main bar | 2 | 12 | 8 | 3.98 | 0.88889 |  |  | 56.6044
|  | Main bar | 2 | 12 | 8 | 3.68 | 0.88889 |  |  | 52.3378
|  | Distribution bar | 2 | 10 | 15 | 1.75 | 0.61728 |  | 32.4074
| Eight flight | Main bar | 2 | 12 | 16 | 3.09 | 0.88889 |  |  | 87.8933
|  | Distribution bar | 2 | 10 | 16 | 1.75 | 0.61728 |  | 34.5679
| Ninth flight | Main bar | 2 | 12 | 16 | 6.88 | 0.88889 |  |  | 195.6978
|  | Distribution bar | 2 | 10 | 35 | 1.75 | 0.61728 |  | 75.6173
|  | extraa bar | 2 | 12 | 16 | 1.4 | 0.88889 |  |  | 39.8222
|  | Chair | 1 | 12 | 35 | 0.75 | 0.88889 |  |  | 23.3333
6 | Third floor to fourth floor column | [5 empty] | 0
| C1/C7/C58/C62/C70 | Verticals | 5 | 16 | 4 | 3.3 | 1.5802 |  |  |  | 104.2963
|  | Verticals | 5 | 12 | 8 | 3.3 | 0.88889 |  |  | 117.3333
|  | Overlaps | 5 | 16 | 4 | 0.8 | 1.5802 |  |  |  | 25.284
|  | Overlaps | 5 | 12 | 8 | 0.6 | 0.88889 |  |  | 21.3333
|  | Rings | 5 | 8 | 26 | 1.64 | 0.39506 | 84.2272
|  | Rings | 5 | 8 | 26 | 1.255 | 0.39506 | 64.4543
|  | Rings | 5 | 8 | 26 | 0.38 | 0.39506 | 19.516
|  | Rings | 5 | 8 | 26 | 0.68 | 0.39506 | 34.9235
| C2/C9/C10/C11/C18/C19/C69 | Verticals | 7 | 16 | 4 | 3.3 | 1.5802 |  |  |  | 146.0148
|  | Verticals | 7 | 12 | 8 | 3.3 | 0.88889 |  |  | 164.2667
|  | Overlaps | 7 | 16 | 4 | 0.8 | 1.5802 |  |  |  | 35.3975
|  | Overlaps | 7 | 12 | 8 | 0.6 | 0.88889 |  |  | 29.8667
|  | Rings | 7 | 8 | 26 | 1.64 | 0.39506 | 117.918
|  | Rings | 7 | 8 | 26 | 1.255 | 0.39506 | 90.236
|  | Rings | 7 | 8 | 26 | 0.38 | 0.39506 | 27.3225
|  | Rings | 7 | 8 | 26 | 0.68 | 0.39506 | 48.8928
| C3/C6 | Verticals | 2 | 16 | 8 | 3.3 | 1.5802 |  |  |  | 83.437
|  | Verticals | 2 | 12 | 4 | 3.3 | 0.88889 |  |  | 23.4667
|  | Overlaps | 2 | 16 | 8 | 0.8 | 1.5802 |  |  |  | 20.2272
|  | Overlaps | 2 | 12 | 4 | 0.6 | 0.88889 |  |  | 4.2667
|  | Rings | 2 | 8 | 26 | 1.64 | 0.39506 | 33.6909
|  | Rings | 2 | 8 | 26 | 1.255 | 0.39506 | 25.7817
|  | Rings | 2 | 8 | 26 | 0.68 | 0.39506 | 13.9694
|  | Rings | 2 | 8 | 26 | 0.38 | 0.39506 | 7.8064
| C4/C5/C8/C12/C13/C14/C15/C16/C17/C28/C29/C32/C33/C34/C35/C38/C39/C42/C43/C49/C53/C54/C55/C61/C66/C67/C68 | Verticals | 27 | 16 | 12 | 3.3 | 1.5802 |  |  |  | 1689.6
|  | Overlaps | 27 | 16 | 12 | 0.8 | 1.5802 |  |  |  | 409.6
|  | Rings | 27 | 8 | 24 | 1.64 | 0.39506 | 419.84
|  | Rings | 27 | 8 | 26 | 1.255 | 0.39506 | 348.0533
|  | Rings | 27 | 8 | 26 | 0.68 | 0.39506 | 188.5867
|  | Rings | 27 | 8 | 26 | 0.38 | 0.39506 | 105.3867
| C20/C27 | Verticals | 2 | 16 | 4 | 3.3 | 1.5802 |  |  |  | 41.7185
|  | Verticals | 2 | 12 | 8 | 3.3 | 0.88889 |  |  | 46.9333
|  | Overlaps | 2 | 16 | 4 | 0.8 | 1.5802 |  |  |  | 10.1136
|  | Overlaps | 2 | 12 | 8 | 0.6 | 0.88889 |  |  | 8.5333
|  | Rings | 2 | 8 | 26 | 1.64 | 0.39506 | 33.6909
|  | Rings | 2 | 8 | 26 | 1.255 | 0.39506 | 25.7817
|  | Rings | 2 | 8 | 26 | 0.68 | 0.39506 | 13.9694
|  | Rings | 2 | 8 | 26 | 0.38 | 0.39506 | 7.8064
| C21/C26/C48 | Verticals | 3 | 16 | 8 | 3.3 | 1.5802 |  |  |  | 125.1556
|  | Verticals | 3 | 12 | 4 | 3.3 | 0.88889 |  |  | 35.2
|  | Overlaps | 3 | 16 | 8 | 0.8 | 1.5802 |  |  |  | 30.3407
|  | Overlaps | 3 | 12 | 4 | 0.6 | 0.88889 |  |  | 6.4
|  | Rings | 3 | 8 | 26 | 1.64 | 0.39506 | 50.5363
|  | Rings | 3 | 8 | 26 | 1.255 | 0.39506 | 38.6726
|  | Rings | 3 | 8 | 26 | 0.68 | 0.39506 | 20.9541
|  | Rings | 3 | 8 | 26 | 0.38 | 0.39506 | 11.7096
| C22/C25/C44/C47 | Verticals | 4 | 16 | 10 | 3.3 | 1.5802 |  |  |  | 208.5926
|  | Verticals | 4 | 16 | 10 | 0.8 | 1.5802 |  |  |  | 50.5679
|  | Rings | 4 | 8 | 26 | 1.34 | 0.39506 | 55.0558
|  | Rings | 4 | 8 | 26 | 1.34 | 0.39506 | 55.0558
| C23/C24/C30/C31/C36/C37/C45/C46 | Verticals | 8 | 16 | 6 | 3.3 | 1.5802 |  |  |  | 250.3111
|  | Verticals | 8 | 20 | 4 | 3.3 | 2.4691 |  |  |  |  | 260.7407
|  | Overlaps | 8 | 16 | 6 | 0.8 | 1.5802 |  |  |  | 60.6815
|  | Overlaps | 8 | 20 | 4 | 1 | 2.4691 |  |  |  |  | 79.0123
|  | Rings | 8 | 8 | 26 | 1.34 | 0.39506 | 110.1116
|  | Rings | 8 | 8 | 26 | 1.01 | 0.39506 | 82.9946
|  | Rings | 8 | 8 | 26 | 0.53 | 0.39506 | 43.5516
| C40/C41 | Verticals | 2 | 16 | 12 | 3.3 | 1.5802 |  |  |  | 125.1556
|  | Overlaps | 2 | 16 | 12 | 0.8 | 1.5802 |  |  |  | 30.3407
|  | Rings | 2 | 8 | 26 | 1.64 | 0.39506 | 33.6909
|  | Rings | 2 | 8 | 26 | 1.255 | 0.39506 | 25.7817
|  | Rings | 2 | 8 | 26 | 0.68 | 0.39506 | 13.9694
|  | Rings | 2 | 8 | 26 | 0.38 | 0.39506 | 7.8064
| C50/C51 | Verticals | 2 | 16 | 12 | 3.3 | 1.5802 |  |  |  | 125.1556
|  | Overlaps | 2 | 16 | 12 | 0.8 | 1.5802 |  |  |  | 30.3407
|  | Rings | 2 | 8 | 26 | 1.64 | 0.39506 | 33.6909
|  | Rings | 2 | 8 | 26 | 1.255 | 0.39506 | 25.7817
|  | Rings | 2 | 8 | 26 | 0.38 | 0.39506 | 7.8064
|  | Rings | 2 | 8 | 26 | 0.68 | 0.39506 | 13.9694
| C52/C65 | Verticals | 2 | 16 | 8 | 3.3 | 1.5802 |  |  |  | 83.437
|  | Verticals | 2 | 20 | 4 | 3.3 | 2.4691 |  |  |  |  | 65.1852
|  | Overlaps | 2 | 16 | 8 | 0.8 | 1.5802 |  |  |  | 20.2272
|  | Overlaps | 2 | 20 | 4 | 1 | 2.4691 |  |  |  |  | 19.7531
|  | Rings | 2 | 8 | 26 | 1.64 | 0.39506 | 33.6909
|  | Rings | 2 | 8 | 26 | 1.255 | 0.39506 | 25.7817
|  | Rings | 2 | 8 | 26 | 0.38 | 0.39506 | 7.8064
|  | Rings | 2 | 8 | 26 | 0.68 | 0.39506 | 13.9694
| C56 | Verticals | 1 | 16 | 8 | 3.3 | 1.5802 |  |  |  | 41.7185
|  | Verticals | 1 | 12 | 4 | 3.3 | 0.88889 |  |  | 11.7333
|  | Overlaps | 1 | 16 | 8 | 0.8 | 1.5802 |  |  |  | 10.1136
|  | Overlaps | 1 | 12 | 4 | 0.6 | 0.88889 |  |  | 2.1333
|  | Rings | 1 | 8 | 26 | 1.64 | 0.39506 | 16.8454
|  | Rings | 1 | 8 | 26 | 1.255 | 0.39506 | 12.8909
|  | Rings | 1 | 8 | 26 | 0.68 | 0.39506 | 6.9847
|  | Rings | 1 | 8 | 26 | 0.38 | 0.39506 | 3.9032
| C57 | Verticals | 1 | 20 | 8 | 3.3 | 2.4691 |  |  |  |  | 65.1852
|  | Verticals | 1 | 16 | 4 | 3.3 | 1.5802 |  |  |  | 20.8593
|  | Overlaps | 1 | 16 | 4 | 0.8 | 1.5802 |  |  |  | 5.0568
|  | Overlaps | 1 | 20 | 8 | 1 | 2.4691 |  |  |  |  | 19.7531
|  | Rings | 1 | 8 | 24 | 1.64 | 0.39506 | 15.5496
|  | Rings | 1 | 8 | 26 | 1.25 | 0.39506 | 12.8395
|  | Rings | 1 | 8 | 26 | 0.68 | 0.39506 | 6.9847
|  | Rings | 1 | 8 | 26 | 0.38 | 0.39506 | 3.9032
| C59/C64 | Verticals | 2 | 16 | 4 | 3.3 | 1.5802 |  |  |  | 41.7185
|  | Verticals | 2 | 12 | 6 | 3.3 | 0.88889 |  |  | 35.2
|  | Overlaps | 2 | 16 | 4 | 0.8 | 1.5802 |  |  |  | 10.1136
|  | Overlaps | 2 | 12 | 6 | 0.6 | 0.88889 |  |  | 6.4
|  | Rings | 2 | 8 | 26 | 1.5 | 0.39506 | 30.8148
|  | Rings | 2 | 8 | 26 | 1.06 | 0.39506 | 21.7758
|  | Rings | 2 | 8 | 26 | 0.31 | 0.39506 | 6.3684
| C60 | Verticals | 1 | 16 | 10 | 3.3 | 1.5802 |  |  |  | 52.1481
|  | Overlaps | 1 | 16 | 10 | 0.8 | 1.5802 |  |  |  | 12.642
|  | Rings | 1 | 8 | 26 | 1.5 | 0.39506 | 15.4074
|  | Rings | 1 | 8 | 26 | 1.06 | 0.39506 | 10.8879
|  | Rings | 1 | 8 | 26 | 0.31 | 0.39506 | 3.1842
| C63 | Verticals | 1 | 16 | 6 | 3.3 | 1.5802 |  |  |  | 31.2889
|  | Verticals | 1 | 12 | 6 | 3.3 | 0.88889 |  |  | 17.6
|  | Overlaps | 1 | 16 | 6 | 0.8 | 1.5802 |  |  |  | 7.5852
|  | Overlaps | 1 | 12 | 6 | 0.6 | 0.88889 |  |  | 3.2
|  | Rings | 1 | 8 | 26 | 1.5 | 0.39506 | 15.4074
|  | Rings | 1 | 8 | 26 | 1.06 | 0.39506 | 10.8879
|  | Rings | 1 | 8 | 26 | 0.31 | 0.39506 | 3.1842
| CB2/CB3/CB6/CB9/CB11/CB12 | Verticals | 6 | 12 | 6 | 3.3 | 0.88889 |  |  | 105.6
|  | Verticals | 6 | 16 | 4 | 3.3 | 1.5802 |  |  |  | 125.1556
|  | Overlaps | 6 | 12 | 6 | 0.8 | 0.88889 |  |  | 25.6
|  | Overlaps | 6 | 16 | 4 | 0.8 | 1.5802 |  |  |  | 30.3407
|  | Rings | 6 | 8 | 26 | 1.34 | 0.39506 | 82.5837
|  | Rings | 6 | 8 | 26 | 1.01 | 0.39506 | 62.2459
|  | Rings | 6 | 8 | 26 | 0.53 | 0.39506 | 32.6637
| CB5/CB8 | Verticals | 2 | 16 | 4 | 3.3 | 1.5802 |  |  |  | 41.7185
|  | Verticals | 2 | 12 | 6 | 3.3 | 0.88889 |  |  | 35.2
|  | Overlaps | 2 | 16 | 4 | 0.8 | 1.5802 |  |  |  | 10.1136
|  | Overlaps | 2 | 12 | 6 | 0.6 | 0.88889 |  |  | 6.4
|  | Rings | 2 | 8 | 26 | 1.34 | 0.39506 | 27.5279
|  | Rings | 2 | 8 | 26 | 1.01 | 0.39506 | 20.7486
|  | Rings | 2 | 8 | 26 | 0.53 | 0.39506 | 10.8879
7 | Third floor roof beam detail | [5 empty] | 0
| B1/B20 | Top bar | 2 | 12 | 3 | 5.84 | 0.88889 |  |  | 31.1467
|  | Bottom bar | 2 | 12 | 3 | 5.84 | 0.88889 |  |  | 31.1467
|  | Top extraa | 2 | 16 | 2 | 2.06 | 1.5802 |  |  |  | 13.0212
|  | Top extraa | 2 | 16 | 2 | 2.36 | 1.5802 |  |  |  | 14.9175
|  | Bottom extraa | 2 | 12 | 1 | 3.42 | 0.88889 |  |  | 6.08
|  | Rings | 2 | 8 | 33 | 1.46 | 0.39506 | 38.0681
|  | Spacer | 2 | 20 | 6 | 0.25 | 2.4691 |  |  |  |  | 7.4074
| B2 | Top bar | 1 | 16 | 3 | 17.34 | 1.5802 |  |  |  | 82.2044
|  | Bottom bar | 1 | 16 | 3 | 17.34 | 1.5802 |  |  |  | 82.2044
|  | Top extraa | 1 | 20 | 4 | 2.56 | 2.4691 |  |  |  |  | 25.284
|  | top extraa | 1 | 20 | 2 | 7.5 | 2.4691 |  |  |  |  | 37.037
|  | Bottom extraa | 1 | 16 | 4 | 4.66 | 1.5802 |  |  |  | 29.4558
|  | rings | 1 | 8 | 106 | 1.46 | 0.39506 | 61.1398
|  | Spacer | 1 | 20 | 11 | 0.25 | 2.4691 |  |  |  |  | 6.7901
| B3 | Top bar | 1 | 16 | 3 | 7.855 | 1.5802 |  |  |  | 37.2385
|  | Bottom bar | 1 | 16 | 3 | 7.855 | 1.5802 |  |  |  | 37.2385
|  | Top extraa | 1 | 16 | 2 | 4.275 | 1.5802 |  |  |  | 13.5111
|  | Top extraa | 1 | 16 | 2 | 2.26 | 1.5802 |  |  |  | 7.1427
|  | Bottom extraa | 1 | 12 | 2 | 3.22 | 0.88889 |  |  | 5.7244
|  | Rings | 1 | 8 | 46 | 1.46 | 0.39506 | 26.5323
|  | Spacer | 1 | 20 | 6 | 0.25 | 2.4691 |  |  |  |  | 3.7037
| B4/B17 | Top bar | 3 | 20 | 3 | 10.675 | 2.4691 |  |  |  |  | 237.2222
|  | Bottom bar | 3 | 20 | 3 | 10.675 | 2.4691 |  |  |  |  | 237.2222
|  | Top extraa | 3 | 20 | 2 | 3.73 | 2.4691 |  |  |  |  | 55.2593
|  | Top extraa | 3 | 20 | 2 | 4.925 | 2.4691 |  |  |  |  | 72.963
|  | Bottom extraa | 3 | 16 | 2 | 5.74 | 1.5802 |  |  |  | 54.4237
|  | Rings | 3 | 8 | 62 | 1.46 | 0.39506 | 107.283
|  | Spacer | 3 | 20 | 6 | 0.25 | 2.4691 |  |  |  |  | 11.1111
| B5 | Top bar | 1 | 16 | 3 | 7.84 | 1.5802 |  |  |  | 37.1674
|  | Bottom bar | 1 | 16 | 3 | 7.84 | 1.5802 |  |  |  | 37.1674
|  | Top extraa | 1 | 16 | 2 | 4.16 | 1.5802 |  |  |  | 13.1477
|  | Top extraa | 1 | 16 | 2 | 2.16 | 1.5802 |  |  |  | 6.8267
|  | Bottom extraa | 1 | 12 | 2 | 3.72 | 0.88889 |  |  | 6.6133
|  | Rings | 1 | 8 | 49 | 1.46 | 0.39506 | 28.2627
|  | Spacer | 1 | 20 | 6 | 0.25 | 2.4691 |  |  |  |  | 3.7037
| B6 | Top bar | 1 | 16 | 3 | 27.88 | 1.5802 |  |  |  | 132.1719
|  | Bottom bar | 1 | 16 | 3 | 27.88 | 1.5802 |  |  |  | 132.1719
|  | Top extraa | 1 | 12 | 2 | 5.232 | 0.88889 |  |  | 9.3013
|  | Top extraa | 1 | 16 | 2 | 6.05 | 1.5802 |  |  |  | 19.121
|  | Top extraa | 1 | 20 | 2 | 7.5 | 2.4691 |  |  |  |  | 37.037
|  | Top extraa | 1 | 20 | 2 | 2.56 | 2.4691 |  |  |  |  | 12.642
|  | Bottom extraa | 1 | 12 | 2 | 3.47 | 0.88889 |  |  | 6.1689
|  | Bottom extraa | 1 | 12 | 2 | 4.66 | 0.88889 |  |  | 8.2844
|  | Bottom extraa | 1 | 16 | 2 | 4.66 | 1.5802 |  |  |  | 14.7279
|  | Rings | 1 | 8 | 177 | 1.46 | 0.39506 | 102.0919
|  | Spacer | 1 | 20 | 16 | 0.25 | 2.4691 |  |  |  |  | 9.8765
| B7 | Top bar | 1 | 20 | 2 | 34.83 | 2.4691 |  |  |  |  | 172
|  | Top bar | 1 | 16 | 1 | 34.23 | 1.5802 |  |  |  | 54.0919
|  | Top bar | 1 | 16 | 6 | 6.2 | 1.5802 |  |  |  | 58.7852
|  | Bottom bar | 1 | 20 | 4 | 6.565 | 2.4691 |  |  |  |  | 64.8395
|  | Bottom bar | 1 | 16 | 2 | 6.565 | 1.5802 |  |  |  | 20.7486
|  | Bottom bar | 1 | 20 | 2 | 17.44 | 2.4691 |  |  |  |  | 86.1235
|  | Top extraa | 1 | 16 | 2 | 2.46 | 1.5802 |  |  |  | 7.7748
|  | Top extraa | 1 | 16 | 2 | 6.2 | 1.5802 |  |  |  | 19.5951
|  | Top extraa | 1 | 16 | 1 | 7.4 | 1.5802 |  |  |  | 11.6938
|  | Top extraa | 1 | 16 | 1 | 6.55 | 1.5802 |  |  |  | 10.3506
|  | Top extraa | 1 | 16 | 2 | 6.25 | 1.5802 |  |  |  | 19.7531
|  | Top extraa | 1 | 16 | 2 | 2.51 | 1.5802 |  |  |  | 7.9328
|  | Bottom extraa | 1 | 16 | 2 | 4.56 | 1.5802 |  |  |  | 14.4119
|  | Face bar | 1 | 12 | 2 | 16.52 | 0.88889 |  |  | 29.3689
|  | Rings | 1 | 8 | 70 | 1.46 | 0.39506 | 40.3753
|  | Rings | 1 | 8 | 30 | 0.86 | 0.39506 | 10.1926
|  | Rings | 1 | 8 | 95 | 2.22 | 0.39506 | 83.3185
|  | Spacer | 1 | 20 | 17 | 0.25 | 2.4691 |  |  |  |  | 10.4938
| B8 | Top bar | 4 | 16 | 2 | 6.595 | 1.5802 |  |  |  | 83.3738
|  | Bottom bar | 4 | 16 | 2 | 6.595 | 1.5802 |  |  |  | 83.3738
|  | Bottom extraa | 4 | 16 | 1 | 4.245 | 1.5802 |  |  |  | 26.8326
|  | Rings | 4 | 8 | 38 | 1.32 | 0.39506 | 79.2652
| B9/B10 | Top bar | 4 | 16 | 3 | 9.165 | 1.5802 |  |  |  | 173.7956
|  | Bottom bar | 4 | 16 | 3 | 6.565 | 1.5802 |  |  |  | 124.4919
|  | Bottom bar | 4 | 16 | 2 |  | 1.5802 |  |  |  | 0
|  | Top bar | 4 | 16 | 2 | 3.41 | 1.5802 |  |  |  | 43.1091
|  | Top extraa | 4 | 16 | 2 | 2.51 | 1.5802 |  |  |  | 31.7314
|  | Top extraa | 4 | 16 | 2 | 4.45 | 1.5802 |  |  |  | 56.2568
|  | Bottom extraa | 4 | 12 | 2 | 3.795 | 0.88889 |  |  | 26.9867
|  | Rings | 4 | 8 | 35 | 1.46 | 0.39506 | 80.7506
|  | Rings | 4 | 8 | 15 | 0.86 | 0.39506 | 20.3852
|  | Spacer | 4 | 20 | 6 | 0.25 | 2.4691 |  |  |  |  | 14.8148
| B11 | Top bar | 1 | 16 | 2 | 5.58 | 1.5802 |  |  |  | 17.6356
|  | Bottm bar | 1 | 16 | 2 | 5.58 | 1.5802 |  |  |  | 17.6356
|  | Top extraa | 1 | 16 | 4 | 2.06 | 1.5802 |  |  |  | 13.0212
|  | Bottom extraa | 1 | 16 | 1 | 3.46 | 1.5802 |  |  |  | 5.4677
|  | Rings | 1 | 8 | 33 | 1.32 | 0.39506 | 17.2089
| B12 | Top bar | 1 | 20 | 2 | 43.805 | 2.4691 |  |  |  |  | 216.321
|  | Top bar | 1 | 16 | 1 | 43.805 | 1.5802 |  |  |  | 69.2227
|  | Top bar | 1 | 16 | 6 | 6.2 | 1.5802 |  |  |  | 58.7852
|  | Bottom bar | 1 | 20 | 2 | 6.565 | 2.4691 |  |  |  |  | 32.4198
|  | Bottom bar | 1 | 16 | 1 | 6.565 | 1.5802 |  |  |  | 10.3743
|  | Bottom bar | 1 | 20 | 2 | 17.44 | 2.4691 |  |  |  |  | 86.1235
|  | Bottom bar | 1 | 20 | 2 | 15.541 | 2.4691 |  |  |  |  | 76.7457
|  | Bottom bar | 1 | 16 | 1 | 15.541 | 1.5802 |  |  |  | 24.5586
|  | Top extraa | 1 | 16 | 2 | 2.46 | 1.5802 |  |  |  | 7.7748
|  | Top extraa | 1 | 16 | 2 | 6.2 | 1.5802 |  |  |  | 19.5951
|  | Top extraa | 1 | 16 | 1 | 7.4 | 1.5802 |  |  |  | 11.6938
|  | Top extraa | 1 | 16 | 2 | 6.25 | 1.5802 |  |  |  | 19.7531
|  | Top extraa | 1 | 16 | 2 | 6.515 | 1.5802 |  |  |  | 20.5906
|  | Top extraa | 1 | 16 | 2 | 2.75 | 1.5802 |  |  |  | 8.6914
|  | Bottom extraa | 1 | 16 | 2 | 4.56 | 1.5802 |  |  |  | 14.4119
|  | Face bar | 1 | 12 | 2 | 16.52 | 0.88889 |  |  | 29.3689
|  | Rings | 1 | 8 | 96 | 1.46 | 0.39506 | 55.3719
|  | Rings | 1 | 8 | 30 | 0.86 | 0.39506 | 10.1926
|  | Rings | 1 | 8 | 26 | 1.32 | 0.39506 | 13.5585
|  | Rings | 1 | 8 | 95 | 2.22 | 0.39506 | 83.3185
|  | Spacer | 1 | 20 | 15 | 0.25 | 2.4691 |  |  |  |  | 9.2593
| B13 | Top bar | 1 | 16 | 3 | 34.575 | 1.5802 |  |  |  | 163.9111
|  | Bottom bar | 1 | 16 | 3 | 34.575 | 1.5802 |  |  |  | 163.9111
|  | Top extraa | 1 | 16 | 2 | 2.56 | 1.5802 |  |  |  | 8.0909
|  | top extraa | 1 | 16 | 2 | 7.5 | 1.5802 |  |  |  | 23.7037
|  | Top extraa | 1 | 16 | 2 | 6.15 | 1.5802 |  |  |  | 19.437
|  | Top extraa | 1 | 16 | 2 | 6.167 | 1.5802 |  |  |  | 19.4908
|  | Bottom extraa | 1 | 12 | 4 | 4.66 | 0.88889 |  |  | 16.5689
|  | Bottom extraa | 1 | 12 | 2 | 3.32 | 0.88889 |  |  | 5.9022
|  | Bottom extraa | 1 | 12 | 2 | 3.6 | 0.88889 |  |  | 6.4
|  | Rings | 1 | 8 | 206 | 1.46 | 0.39506 | 118.8188
|  | Spacer | 1 | 20 | 19 | 0.25 | 2.4691 |  |  |  |  | 11.7284
| B14 | Top bar | 1 | 16 | 2 | 6.225 | 1.5802 |  |  |  | 19.6741
|  | Bottom bar | 1 | 16 | 2 | 6.225 | 1.5802 |  |  |  | 19.6741
|  | Rings | 1 | 8 | 38 | 1.32 | 0.39506 | 19.8163
| B15 | Top bar | 1 | 12 | 2 | 3.395 | 0.88889 |  |  | 6.0356
|  | Bottom bar | 1 | 12 | 2 | 3.395 | 0.88889 |  |  | 6.0356
|  | Rings | 1 | 8 | 22 | 1.32 | 0.39506 | 11.4726
| B16 | Top bar | 1 | 16 | 2 | 4.01 | 1.5802 |  |  |  | 12.6736
|  | Bottom bar | 1 | 16 | 2 | 4.01 | 1.5802 |  |  |  | 12.6736
|  | Rings | 1 | 8 | 25 | 1.46 | 0.39506 | 14.4198
| B18 | Top bar | 1 | 16 | 3 | 17.34 | 1.5802 |  |  |  | 82.2044
|  | Bottom bar | 1 | 16 | 3 | 17.34 | 1.5802 |  |  |  | 82.2044
|  | Top extraa | 1 | 20 | 2 | 3.5 | 2.4691 |  |  |  |  | 17.284
|  | Top extraa | 1 | 16 | 3 | 7.5 | 1.5802 |  |  |  | 35.5556
|  | Top extraa | 1 | 20 | 2 | 2.56 | 2.4691 |  |  |  |  | 12.642
|  | Bottom extraa | 1 | 16 | 4 | 4.66 | 1.5802 |  |  |  | 29.4558
|  | Rings | 1 | 8 | 106 | 1.46 | 0.39506 | 61.1398
|  | Spacer | 1 | 20 | 11 | 0.25 | 2.4691 |  |  |  |  | 6.7901
| B18/B20/B21/B22 | Top bar | 4 | 16 | 3 | 3.22 | 1.5802 |  |  |  | 61.0607
|  | Bottom bar | 4 | 16 | 3 | 3.22 | 1.5802 |  |  |  | 61.0607
|  | Rings | 4 | 8 | 15 | 1.46 | 0.39506 | 34.6074
| B22 | Top bar | 1 | 16 | 3 | 5.84 | 1.5802 |  |  |  | 27.6859
|  | Bottom bar | 1 | 16 | 3 | 5.84 | 1.5802 |  |  |  | 27.6859
|  | Top extraa | 1 | 16 | 4 | 2.36 | 1.5802 |  |  |  | 14.9175
|  | Bottom extraa | 1 | 16 | 2 | 3.42 | 1.5802 |  |  |  | 10.8089
|  | Rings | 1 | 8 | 33 | 1.46 | 0.39506 | 19.0341
|  | Spacer | 1 | 20 | 6 | 0.25 | 2.4691 |  |  |  |  | 3.7037
| B24 | Top bar | 1 | 16 | 3 | 17.34 | 1.5802 |  |  |  | 82.2044
|  | Bottom bar | 1 | 16 | 3 | 17.34 | 1.5802 |  |  |  | 82.2044
|  | Top extraa | 1 | 20 | 4 | 2.56 | 2.4691 |  |  |  |  | 25.284
|  | Top extraa | 1 | 20 | 2 | 7.5 | 2.4691 |  |  |  |  | 37.037
|  | bottom extraa | 1 | 16 | 4 | 4.66 | 1.5802 |  |  |  | 29.4558
|  | Rings | 1 | 8 | 106 | 1.46 | 0.39506 | 61.1398
|  | Spacer | 1 | 20 | 11 | 0.25 | 2.4691 |  |  |  |  | 6.7901
| B25 | Top bar | 1 | 16 | 2 | 8.565 | 1.5802 |  |  |  | 27.0696
|  | Bottom bar | 1 | 16 | 2 | 8.565 | 1.5802 |  |  |  | 27.0696
|  | Top extraa | 1 | 20 | 1 | 5.19 | 2.4691 |  |  |  |  | 12.8148
|  | Top extraa | 1 | 20 | 1 | 2.01 | 2.4691 |  |  |  |  | 4.963
|  | Bottom extraa | 1 | 16 | 1 | 3.431 | 1.5802 |  |  |  | 5.4218
|  | Rings | 1 | 8 | 59 | 1.32 | 0.39506 | 30.7674
| B26 | Top bar | 1 | 20 | 3 | 10.675 | 2.4691 |  |  |  |  | 79.0741
|  | Bottom bar | 1 | 20 | 3 | 10.675 | 2.4691 |  |  |  |  | 79.0741
|  | Top extraa | 1 | 20 | 2 | 4.895 | 2.4691 |  |  |  |  | 24.1728
|  | Top extraa | 1 | 20 | 2 | 4.07 | 2.4691 |  |  |  |  | 20.0988
|  | Bottom extraa | 1 | 16 | 2 | 3.762 | 1.5802 |  |  |  | 11.8898
|  | Rings | 1 | 8 | 66 | 1.46 | 0.39506 | 38.0681
|  | Spacer | 1 | 20 | 6 | 0.25 | 2.4691 |  |  |  |  | 3.7037
| B27 | Top bar | 1 | 16 | 2 | 8.5 | 1.5802 |  |  |  | 26.8642
|  | Bottom bar | 1 | 16 | 2 | 8.5 | 1.5802 |  |  |  | 26.8642
|  | Top extraa | 1 | 20 | 1 | 1.9 | 2.4691 |  |  |  |  | 4.6914
|  | Top extraa | 1 | 20 | 1 | 5.23 | 2.4691 |  |  |  |  | 12.9136
|  | Bottom extraa | 1 | 16 | 1 | 3.1 | 1.5802 |  |  |  | 4.8988
|  | Rings | 1 | 8 | 57 | 1.46 | 0.39506 | 32.877
| B28/B30 | Top bar | 2 | 16 | 3 | 12.52 | 1.5802 |  |  |  | 118.7081
|  | Bottom bar | 2 | 16 | 3 | 12.52 | 1.5802 |  |  |  | 118.7081
|  | Top extraa | 2 | 20 | 4 | 5.09 | 2.4691 |  |  |  |  | 100.5432
|  | Bottom extraa | 2 | 16 | 2 | 5.14 | 1.5802 |  |  |  | 32.4899
|  | Rings | 2 | 8 | 84 | 1.46 | 0.39506 | 96.9007
| B29 | Top bar | 1 | 16 | 3 | 36.32 | 1.5802 |  |  |  | 172.1837
|  | Bottom bar | 1 | 16 | 3 | 36.32 | 1.5802 |  |  |  | 172.1837
|  | Top extraa | 1 | 16 | 2 | 4.88 | 1.5802 |  |  |  | 15.4232
|  | Top extraaa | 1 | 20 | 2 | 6 | 2.4691 |  |  |  |  | 29.6296
|  | Top extraa | 1 | 20 | 2 | 7.5 | 2.4691 |  |  |  |  | 37.037
|  | Top extraa | 1 | 20 | 2 | 2.56 | 2.4691 |  |  |  |  | 12.642
|  | Bottom extraa | 1 | 16 | 2 | 3.42 | 1.5802 |  |  |  | 10.8089
|  | Bottom extraa | 1 | 16 | 2 | 4.66 | 1.5802 |  |  |  | 14.7279
|  | Bottom extraa | 1 | 16 | 2 | 4.66 | 1.5802 |  |  |  | 14.7279
|  | Rings | 1 | 8 | 224 | 1.46 | 0.39506 | 129.201
|  | Spacer | 1 | 20 | 16 | 0.25 | 2.4691 |  |  |  |  | 9.8765
| B31 | Top bar | 1 | 20 | 2 | 34.825 | 2.4691 |  |  |  |  | 171.9753
|  | Top bar | 1 | 16 | 1 | 34.225 | 1.5802 |  |  |  | 54.084
|  | Top bar | 1 | 16 | 6 | 6.2 | 1.5802 |  |  |  | 58.7852
|  | Bottom bar | 1 | 20 | 4 | 6.565 | 2.4691 |  |  |  |  | 64.8395
|  | Bottom bar | 1 | 16 | 2 | 6.565 | 1.5802 |  |  |  | 20.7486
|  | Bottom bar | 1 | 20 | 2 | 17.44 | 2.4691 |  |  |  |  | 86.1235
|  | Top extraa | 1 | 16 | 2 | 2.51 | 1.5802 |  |  |  | 7.9328
|  | Top extraa | 1 | 16 | 3 | 6.25 | 1.5802 |  |  |  | 29.6296
|  | Top extraa | 1 | 16 | 1 | 7.4 | 1.5802 |  |  |  | 11.6938
|  | Top extraa | 1 | 16 | 2 | 2.46 | 1.5802 |  |  |  | 7.7748
|  | Bottom extraa | 1 | 16 | 2 | 4.56 | 1.5802 |  |  |  | 14.4119
|  | Face bar | 1 | 12 | 2 | 16.52 | 0.88889 |  |  | 29.3689
|  | Rings | 1 | 8 | 30 | 0.86 | 0.39506 | 10.1926
|  | Rings | 1 | 8 | 106 | 2.22 | 0.39506 | 92.9659
|  | Rings | 1 | 8 | 70 | 1.46 | 0.39506 | 40.3753
|  | Spacer | 1 | 20 | 10 | 0.25 | 2.4691 |  |  |  |  | 6.1728
| B32/B33 Nos | Top bar | 4 | 16 | 2 | 6.595 | 1.5802 |  |  |  | 83.3738
|  | Bottom bar | 4 | 16 | 2 | 6.595 | 1.5802 |  |  |  | 83.3738
|  | Bottom extraa | 4 | 20 | 1 | 4.245 | 2.4691 |  |  |  |  | 41.9259
|  | Rings | 4 | 8 | 38 | 1.32 | 0.39506 | 79.2652
| B34/B35 4Nos | Top bar | 4 | 16 | 3 | 8.465 | 1.5802 |  |  |  | 160.5215
|  | Bottom bar | 4 | 16 | 3 | 6.565 | 1.5802 |  |  |  | 124.4919
|  | Top extraa | 4 | 16 | 2 | 2.51 | 1.5802 |  |  |  | 31.7314
|  | Top extraa | 4 | 16 | 2 | 4.45 | 1.5802 |  |  |  | 56.2568
|  | Bottom extraa | 4 | 12 | 2 | 3.795 | 0.88889 |  |  | 26.9867
|  | Rings | 4 | 8 | 35 | 1.46 | 0.39506 | 80.7506
|  | Rings | 4 | 8 | 15 | 0.86 | 0.39506 | 20.3852
|  | Spacer | 4 | 20 | 6 | 0.25 | 2.4691 |  |  |  |  | 14.8148
| B36 | Top bar | 1 | 20 | 2 | 34.825 | 2.4691 |  |  |  |  | 171.9753
|  | Top bar | 1 | 16 | 1 | 34.225 | 1.5802 |  |  |  | 54.084
|  | Top bar | 1 | 16 | 6 | 6.2 | 1.5802 |  |  |  | 58.7852
|  | Bottom bar | 1 | 20 | 4 | 6.565 | 2.4691 |  |  |  |  | 64.8395
|  | Bottom bar | 1 | 16 | 2 | 6.565 | 1.5802 |  |  |  | 20.7486
|  | Bottom bar | 1 | 20 | 2 | 17.44 | 2.4691 |  |  |  |  | 86.1235
|  | Top extraa | 1 | 16 | 2 | 2.51 | 1.5802 |  |  |  | 7.9328
|  | Top extraa | 1 | 16 | 4 | 6.25 | 1.5802 |  |  |  | 39.5062
|  | Top extraa | 1 | 16 | 1 | 7.4 | 1.5802 |  |  |  | 11.6938
|  | Top extraa | 1 | 16 | 2 | 2.46 | 1.5802 |  |  |  | 7.7748
|  | Bottom extraa | 1 | 12 | 2 | 4.56 | 0.88889 |  |  | 8.1067
|  | Face bar | 1 | 12 | 2 | 16.52 | 0.88889 |  |  | 29.3689
|  | Rings | 1 | 8 | 30 | 0.86 | 0.39506 | 10.1926
|  | Rings | 1 | 8 | 106 | 2.22 | 0.39506 | 92.9659
|  | Rings | 1 | 8 | 70 | 1.46 | 0.39506 | 40.3753
|  | Spacer | 1 | 20 | 10 | 0.25 | 2.4691 |  |  |  |  | 6.1728
| B37 | Top bar | 1 | 16 | 3 | 30.175 | 1.5802 |  |  |  | 143.0519
|  | Bottom bar | 1 | 16 | 3 | 30.175 | 1.5802 |  |  |  | 143.0519
|  | Top extraa | 1 | 20 | 2 | 4.76 | 2.4691 |  |  |  |  | 23.5062
|  | Top extraa | 1 | 20 | 2 | 7.5 | 2.4691 |  |  |  |  | 37.037
|  | Top extraa | 1 | 20 | 2 | 5.8 | 2.4691 |  |  |  |  | 28.642
|  | Top extraa | 1 | 16 | 2 | 4.63 | 1.5802 |  |  |  | 14.6331
|  | Bottom extraa | 1 | 16 | 4 | 4.66 | 1.5802 |  |  |  | 29.4558
|  | Bottom extraa | 1 | 16 | 2 | 3.52 | 1.5802 |  |  |  | 11.1249
|  | Rings | 1 | 8 | 172 | 1.46 | 0.39506 | 99.2079
|  | Spacer | 1 | 20 | 16 | 0.25 | 2.4691 |  |  |  |  | 9.8765
| B38 | Top bar | 1 | 16 | 2 | 5.56 | 1.5802 |  |  |  | 17.5723
|  | Bottom bar | 1 | 16 | 2 | 5.56 | 1.5802 |  |  |  | 17.5723
|  | Top extraa | 1 | 16 | 2 | 2.06 | 1.5802 |  |  |  | 6.5106
|  | Bottom extraa | 1 | 16 | 1 | 3.43 | 1.5802 |  |  |  | 5.4202
|  | Rings | 1 | 8 | 34 | 1.32 | 0.39506 | 17.7304
| B39 | Top bar | 1 | 20 | 3 | 8.66 | 2.4691 |  |  |  |  | 64.1481
|  | Bottom bar | 1 | 20 | 3 | 8.66 | 2.4691 |  |  |  |  | 64.1481
|  | Top extraa | 1 | 20 | 2 | 1.96 | 2.4691 |  |  |  |  | 9.679
|  | Top extraa | 1 | 20 | 2 | 4.79 | 2.4691 |  |  |  |  | 23.6543
|  | Bottom extraaa | 1 | 16 | 2 | 3.76 | 1.5802 |  |  |  | 11.8835
|  | Rings | 1 | 8 | 56 | 1.46 | 0.39506 | 32.3002
|  | Spacer | 1 | 20 | 6 | 0.25 | 2.4691 |  |  |  |  | 3.7037
| B40 | Top bar | 1 | 16 | 3 | 7.855 | 1.5802 |  |  |  | 37.2385
|  | Bottom bar | 1 | 16 | 3 | 7.855 | 1.5802 |  |  |  | 37.2385
|  | Top extraa | 1 | 20 | 2 | 2.06 | 2.4691 |  |  |  |  | 10.1728
|  | Top extraa | 1 | 20 | 2 | 4.37 | 2.4691 |  |  |  |  | 21.5802
|  | Botttom extraa | 1 | 16 | 2 | 3.42 | 1.5802 |  |  |  | 10.8089
|  | Rings | 1 | 8 | 48 | 1.46 | 0.39506 | 27.6859
|  | Spacer | 1 | 20 | 6 | 0.25 | 2.4691 |  |  |  |  | 3.7037
| B41 | Top bar | 1 | 16 | 3 | 20.16 | 1.5802 |  |  |  | 95.5733
|  | Bottom bar | 1 | 16 | 3 | 20.16 | 1.5802 |  |  |  | 95.5733
|  | Top extraa | 1 | 20 | 2 | 2.46 | 2.4691 |  |  |  |  | 12.1481
|  | Top extraa | 1 | 20 | 2 | 7.5 | 2.4691 |  |  |  |  | 37.037
|  | Top extraa | 1 | 20 | 2 | 4.65 | 2.4691 |  |  |  |  | 22.963
|  | Bottom extraa | 1 | 16 | 2 | 4.66 | 1.5802 |  |  |  | 14.7279
|  | Bottom extraa | 1 | 16 | 2 | 4.66 | 1.5802 |  |  |  | 14.7279
|  | Rings | 1 | 8 | 81 | 1.46 | 0.39506 | 46.72
|  | Spacer | 1 | 20 | 11 | 0.25 | 2.4691 |  |  |  |  | 6.7901
| B42 | Top bar | 1 | 16 | 3 | 5.84 | 1.5802 |  |  |  | 27.6859
|  | Bottom bar | 1 | 16 | 3 | 5.84 | 1.5802 |  |  |  | 27.6859
|  | Top extraa | 1 | 16 | 2 | 2.36 | 1.5802 |  |  |  | 7.4588
|  | Top extraa | 1 | 12 | 2 | 2.06 | 0.88889 |  |  | 3.6622
|  | Bottom extraa | 1 | 8 | 33 | 1.46 | 0.39506 | 19.0341
|  | Spacer | 1 | 20 | 4 | 0.25 | 2.4691 |  |  |  |  | 2.4691
| B43/B44 | Top bar | 2 | 20 | 2 | 7.73 | 2.4691 |  |  |  |  | 76.3457
|  | Bottom bar | 2 | 20 | 2 | 7.73 | 2.4691 |  |  |  |  | 76.3457
|  | Top bar | 2 | 20 | 2 | 4.476 | 2.4691 |  |  |  |  | 44.2074
|  | Bottom bar | 2 | 20 | 2 | 4.476 | 2.4691 |  |  |  |  | 44.2074
|  | extraa | 2 | 20 | 2 | 3.952 | 2.4691 |  |  |  |  | 39.0321
|  | Rings | 2 | 8 | 50 | 1.32 | 0.39506 | 52.1481
8 | Third floor roof slab detail | [5 empty] | 0
| S1 | Main bar | 4 | 8 | 16 | 3.766 | 0.39506 | 95.2194
|  | Main bar | 4 | 8 | 16 | 3.216 | 0.39506 | 81.3132
|  | Distribution bar | 4 | 8 | 14 | 5.42 | 0.39506 | 119.9091
|  | Binder | 4 | 8 | 8 | 4.62 | 0.39506 | 58.4059
|  | Binder | 4 | 8 | 7 | 2.516 | 0.39506 | 27.8313
| S1 | Main bar | 3 | 8 | 32 | 2.3 | 0.39506 | 87.2296
|  | Distribution bar | 3 | 8 | 10 | 5.22 | 0.39506 | 61.8667
|  | Binder | 3 | 8 | 8 | 4.62 | 0.39506 | 43.8044
| S2 | Main bar | 2 | 10 | 19 | 5.87 | 0.61728 |  | 137.6914
|  | Main bar | 2 | 10 | 19 | 5.82 | 0.61728 |  | 136.5185
|  | Distribution bar | 2 | 10 | 19 | 6.17 | 0.61728 |  | 144.7284
|  | Distribution bar | 2 | 10 | 19 | 5.87 | 0.61728 |  | 137.6914
|  | Binder | 2 | 8 | 8 | 4.62 | 0.39506 | 29.203
|  | Binder | 2 | 8 | 8 | 4.62 | 0.39506 | 29.203
| S3 | Main bar | 16 | 10 | 18 | 4.46 | 0.61728 |  | 792.8889
|  | Main bar | 16 | 10 | 18 | 4.41 | 0.61728 |  | 784
|  | Distribution bar | 16 | 8 | 8 | 6.595 | 0.39506 | 333.4953
|  | Distribution bar | 16 | 8 | 8 | 6.045 | 0.39506 | 305.683
|  | Binder | 16 | 8 | 8 | 5.945 | 0.39506 | 300.6262
|  | Binder | 16 | 8 | 8 | 3.46 | 0.39506 | 174.9649
| S4 | Main bar | 4 | 10 | 18 | 4.65 | 0.61728 |  | 206.6667
|  | Main bar | 4 | 10 | 18 | 4.6 | 0.61728 |  | 204.4444
|  | Distribution bar | 4 | 10 | 8 | 6.595 | 0.61728 |  | 130.2716
|  | Distribution bar | 4 | 10 | 8 | 6.045 | 0.61728 |  | 119.4074
|  | Binder | 4 | 8 | 6 | 5.945 | 0.39506 | 56.3674
|  | Binder | 4 | 8 | 8 | 3.6 | 0.39506 | 45.5111
| S5(Gallery) | Main bar | 3 | 8 | 11 | 2.25 | 0.39506 | 29.3333
|  | Distribution bar | 3 | 8 | 10 | 2.25 | 0.39506 | 26.6667
|  | Binder | 3 | 8 | 3 | 2.25 | 0.39506 | 8
| S5(NEAR BATHROOM AREA) | Main bar | 2 | 8 | 28 | 2.3 | 0.39506 | 50.884
|  | Distribution bar | 2 | 8 | 10 | 5.22 | 0.39506 | 41.2444
|  | Binder | 2 | 8 | 6 | 5.22 | 0.39506 | 24.7467
| S5(near courtyard area) | Main bar | 8 | 8 | 34 | 2.23 | 0.39506 | 239.6286
|  | Distribution bar | 8 | 8 | 10 | 6.46 | 0.39506 | 204.1679
|  | Binder | 8 | 8 | 3 | 6.46 | 0.39506 | 61.2504
| S5(near courtyard area) | Main bar | 4 | 8 | 18 | 2.23 | 0.39506 | 63.4311
|  | Distribution bar | 4 | 8 | 10 | 3.6 | 0.39506 | 56.8889
|  | Binder | 4 | 8 | 3 | 3.6 | 0.39506 | 17.0667
| S5(Near staircase area) | Main bar | 1 | 8 | 18 | 2.3 | 0.39506 | 16.3556
|  | Distribution bar | 1 | 8 | 10 | 3.545 | 0.39506 | 14.0049
|  | Binder |  |  |  |  | 0
| S5(Near staircase area) | Main bar | 1 | 8 | 26 | 2.3 | 0.39506 | 23.6247
|  | Distribution bar | 1 | 8 | 10 | 4.96 | 0.39506 | 19.5951
|  | Binder |  |  |  |  | 0
| S5 | Main bar | 1 | 8 | 32 | 2.3 | 0.39506 | 29.0765
|  | Distribution bar | 1 | 8 | 10 | 5.945 | 0.39506 | 23.4864
|  | Binder | 1 | 8 | 5 | 5.345 | 0.39506 | 10.558
| S9 | Main bar | 1 | 10 | 18 | 4.95 | 0.61728 |  | 55
|  | Main bar | 1 | 10 | 18 | 5.55 | 0.61728 |  | 61.6667
|  | Distribution bar | 1 | 10 | 18 | 4.95 | 0.61728 |  | 55
|  | Distribution bar | 1 | 10 | 18 | 5.55 | 0.61728 |  | 61.6667
|  | Top extraa | 1 | 8 | 6 | 4.32 | 0.39506 | 10.24
|  | Bindee | 1 | 8 | 12 | 4.32 | 0.39506 | 20.48
| S7 | Main bar | 1 | 10 | 26 | 3.13 | 0.61728 |  | 50.2346
|  | Main bar | 1 | 10 | 26 | 2.4 | 0.61728 |  | 38.5185
|  | Distribution bar | 1 | 10 | 10 | 8.175 | 0.61728 |  | 50.463
|  | Binder | 1 | 8 | 4 | 8.175 | 0.39506 | 12.9185
| S6 | Main bar | 1 | 8 | 20 | 2.445 | 0.39506 | 19.3185
|  | Distribution bar | 1 | 8 | 13 | 3.48 | 0.39506 | 17.8726
| S1 | Main bar | 2 | 8 | 18 | 2.4 | 0.39506 | 34.1333
|  | Distribution bar | 2 | 8 | 5 | 3.08 | 0.39506 | 12.1679
|  | Distribution bar | 2 | 8 | 5 | 3.63 | 0.39506 | 14.3407
|  | Binder | 2 | 8 | 5 | 3.08 | 0.39506 | 12.1679
|  | Binder | 2 | 8 | 8 | 2.3 | 0.39506 | 14.5383
| S1 | Main bar | 1 | 8 | 44 | 2.3 | 0.39506 | 39.9802
|  | Distribution bar | 1 | 8 | 10 | 6.94 | 0.39506 | 27.4173
|  | Binder | 1 | 8 | 5 | 6.34 | 0.39506 | 12.5235
|  | Binder | 1 | 8 | 8 | 2.3 | 0.39506 | 7.2691
| Shaft | Main bar | 2 | 8 | 8 | 2.055 | 0.39506 | 12.9896
|  | Distribution bar | 2 | 8 | 8 | 2.055 | 0.39506 | 12.9896
|  | Binder | 2 | 8 | 4 | 1.055 | 0.39506 | 3.3343
| Chajja | Main bar | 4 | 10 | 77 | 0.96 | 0.61728 |  | 182.5185
|  | Binder | 4 | 8 | 2 | 9.46 | 0.39506 | 29.8983
| Chair | Chair | 1 | 10 | 520 | 1.27 | 0.61728 |  | 407.6543
9 | Fire escape staircase detail | [5 empty] | 0
| LB 1 | Top bar | 1 | 16 | 2 | 5.58 | 1.5802 |  |  |  | 17.6356
|  | Bottm bar | 1 | 16 | 2 | 5.58 | 1.5802 |  |  |  | 17.6356
|  | Top extraa | 1 | 16 | 4 | 2.06 | 1.5802 |  |  |  | 13.0212
|  | Bottom extraa | 1 | 16 | 1 | 3.46 | 1.5802 |  |  |  | 5.4677
|  | Rings | 1 | 8 | 33 | 1.32 | 0.39506 | 17.2089
| Seventh Flight | Dowels | 1 | 12 | 7 | 2.5 | 0.88889 |  |  | 15.5556
|  | Dowels | 1 | 12 | 6 | 2 | 0.88889 |  |  | 10.6667
|  | Overlap | 1 | 12 | 7 | 0.6 | 0.88889 |  |  | 3.7333
|  | Overlap | 1 | 12 | 7 | 0.6 | 0.88889 |  |  | 3.7333
|  | Main bar | 2 | 12 | 7 | 4.43 | 0.88889 |  |  | 55.1289
|  | Main bar | 2 | 12 | 6 | 4.13 | 0.88889 |  |  | 44.0533
|  | Distribution bar | 2 | 8 | 16 | 1.75 | 0.39506 | 22.1235
| At Landing | Main bar | 2 | 12 | 19 | 2.03 | 0.88889 |  |  | 68.5689
|  | Distribution bar | 2 | 8 | 10 | 4.45 | 0.39506 | 35.1605
| Eight flight | Main bar | 2 | 12 | 12 | 6 | 0.88889 |  |  | 128
|  | Distribution bar | 2 | 12 | 32 | 1.75 | 0.88889 |  |  | 99.5556
|  | Overlap | 2 | 12 | 13 | 0.6 | 0.88889 |  |  | 13.8667
|  | extraa bar | 1 | 12 | 13 | 1.475 | 0.88889 |  |  | 17.0444
|  | Chair | 1 | 12 | 28 | 0.75 | 0.88889 |  |  | 18.6667
10 | Staircase detail(Near lift area) | LB1(Top bar) | 1 | 16 | 2 | 6.04 | 1.5802 |  |  |  | 19.0894
|  | Bottom bar | 1 | 16 | 2 | 6.04 | 1.5802 |  |  |  | 19.0894
|  | Top extraa | 1 | 16 | 2 | 2.36 | 1.5802 |  |  |  | 7.4588
|  | Bottomm extraa | 1 | 16 | 1 | 3.56 | 1.5802 |  |  |  | 5.6257
|  | Rings | 1 | 8 | 33 | 1.32 | 0.39506 | 17.2089
|  | Dowels | 1 | 12 | 8 | 2.5 | 0.88889 |  |  | 17.7778
|  | Dowels | 1 | 12 | 8 | 2 | 0.88889 |  |  | 14.2222
|  | Overlap | 2 | 12 | 16 | 0.6 | 0.88889 |  |  | 17.0667
| 10th Flight | Main bar | 2 | 12 | 8 | 3.98 | 0.88889 |  |  | 56.6044
|  | Main bar | 2 | 12 | 8 | 3.68 | 0.88889 |  |  | 52.3378
|  | Distribution bar | 2 | 10 | 15 | 1.75 | 0.61728 |  | 32.4074
| 11th Flight | Main bar | 2 | 12 | 16 | 3.09 | 0.88889 |  |  | 87.8933
|  | Distribution bar | 2 | 10 | 16 | 1.75 | 0.61728 |  | 34.5679
| 12th Flight | Main bar | 2 | 12 | 16 | 6.88 | 0.88889 |  |  | 195.6978
|  | Distribution bar | 2 | 10 | 35 | 1.75 | 0.61728 |  | 75.6173
|  | extraa bar | 2 | 12 | 16 | 1.4 | 0.88889 |  |  | 39.8222
|  | Chair | 1 | 12 | 35 | 0.75 | 0.88889 |  |  | 23.3333
11 | Ground floor lintel beam | [5 empty] | 0
| D1 | D1 | 14 | 10 | 4 | 1.075 | 0.61728 |  | 37.1605
| D2 | D2 | 14 | 10 | 4 | 0.95 | 0.61728 |  | 32.8395
| D3 | D3 | 4 | 10 | 4 | 0.8 | 0.61728 |  | 7.9012
| Rings | Rings | 32 | 8 | 7 | 0.44 | 0.39506 | 38.9373
| Window lintel | Main bar | 4 | 10 | 64 | 0.49 | 0.61728 |  | 77.4321
|  | Distribution bar | 4 | 10 | 4 | 9.46 | 0.61728 |  | 93.4321
12 | Chajja | Main bar | 8 | 10 | 20 | 1.21 | 0.61728 |  | 119.5062
|  | Distribution bar | 8 | 10 | 4 | 2.93 | 0.61728 |  | 57.8765
13 | Sill beam | Main bar | 4 | 10 | 64 | 0.49 | 0.61728 |  | 77.4321
| Sill beam | Distribution bar | 4 | 10 | 4 | 9.46 | 0.61728 |  | 93.4321
1 | Fourth floor to fifth floor column | [5 empty] | 0
| C1/C7/C58/C62/C70 | Verticals | 5 | 16 | 4 | 3.3 | 1.5802 |  |  |  | 104.2963
|  | Verticals | 5 | 12 | 8 | 3.3 | 0.88889 |  |  | 117.3333
|  | Overlaps | 5 | 16 | 4 | 0.8 | 1.5802 |  |  |  | 25.284
|  | Overlaps | 5 | 12 | 8 | 0.6 | 0.88889 |  |  | 21.3333
|  | Rings | 5 | 8 | 26 | 1.64 | 0.39506 | 84.2272
|  | Rings | 5 | 8 | 26 | 1.255 | 0.39506 | 64.4543
|  | Rings | 5 | 8 | 26 | 0.68 | 0.39506 | 34.9235
|  | Rings | 5 | 8 | 23 | 0.38 | 0.39506 | 17.2642
| C2/C9/C10/C11/C18/C19/C69 | Verticals | 7 | 12 | 8 | 3.3 | 0.88889 |  |  | 164.2667
|  | Verticals | 7 | 16 | 4 | 3.3 | 1.5802 |  |  |  | 146.0148
|  | Overlaps | 7 | 12 | 8 | 0.6 | 0.88889 |  |  | 29.8667
|  | Overlaps | 7 | 16 | 4 | 0.8 | 1.5802 |  |  |  | 35.3975
|  | Rings | 7 | 8 | 24 | 1.64 | 0.39506 | 108.8474
|  | Rings | 7 | 8 | 26 | 1.255 | 0.39506 | 90.236
|  | Rings | 7 | 8 | 26 | 0.68 | 0.39506 | 48.8928
|  | Rings | 7 | 8 | 26 | 0.38 | 0.39506 | 27.3225
| C3/C6 | Verticals | 2 | 16 | 8 | 3.3 | 1.5802 |  |  |  | 83.437
|  | Verticals | 2 | 12 | 4 | 3.3 | 0.88889 |  |  | 23.4667
|  | Overlaps | 2 | 16 | 8 | 0.8 | 1.5802 |  |  |  | 20.2272
|  | Overlaps | 2 | 12 | 4 | 0.6 | 0.88889 |  |  | 4.2667
|  | Rings | 2 | 8 | 26 | 1.64 | 0.39506 | 33.6909
|  | Rings | 2 | 8 | 26 | 1.255 | 0.39506 | 25.7817
|  | Rings | 2 | 8 | 26 | 0.68 | 0.39506 | 13.9694
|  | Rings | 2 | 8 | 26 | 0.38 | 0.39506 | 7.8064
| C4/C5/C8/C12/C13/C14/C15/C16/C17/C28/C29/C32/C33/C34/C35/C38/C39/C42/C43/C49/C53/C54/C55/C61/C66/C67/C68 | Verticals | 27 | 12 | 4 | 3.3 | 0.88889 |  |  | 316.8
|  | Verticals | 27 | 16 | 8 | 3.3 | 1.5802 |  |  |  | 1126.4
|  | Overlaps | 27 | 12 | 4 | 0.6 | 0.88889 |  |  | 57.6
|  | Overlaps | 27 | 16 | 8 | 0.8 | 1.5802 |  |  |  | 273.0667
|  | Rings | 27 | 8 | 24 | 1.64 | 0.39506 | 419.84
|  | Rings | 27 | 8 | 26 | 1.255 | 0.39506 | 348.0533
|  | Rings | 27 | 8 | 26 | 0.68 | 0.39506 | 188.5867
|  | Rings | 27 | 8 | 26 | 0.38 | 0.39506 | 105.3867
| C20/C27 | Verticals | 2 | 16 | 4 | 3.3 | 1.5802 |  |  |  | 41.7185
|  | Verticals | 2 | 12 | 8 | 3.3 | 0.88889 |  |  | 46.9333
|  | Overlaps | 2 | 16 | 4 | 0.8 | 1.5802 |  |  |  | 10.1136
|  | Overlaps | 2 | 12 | 8 | 0.6 | 0.88889 |  |  | 8.5333
|  | Rings | 2 | 8 | 26 | 1.64 | 0.39506 | 33.6909
|  | Rings | 2 | 8 | 26 | 1.255 | 0.39506 | 25.7817
|  | Rings | 2 | 8 | 26 | 0.68 | 0.39506 | 13.9694
|  | Rings | 2 | 8 | 26 | 0.38 | 0.39506 | 7.8064
| C21/C26/C48 | Verticals | 3 | 12 | 8 | 3.3 | 0.88889 |  |  | 70.4
|  | Verticals | 3 | 16 | 4 | 3.3 | 1.5802 |  |  |  | 62.5778
|  | Overlaps | 3 | 12 | 8 | 0.6 | 0.88889 |  |  | 12.8
|  | Overlaps | 3 | 16 | 4 | 0.8 | 1.5802 |  |  |  | 15.1704
|  | Rings | 3 | 8 | 26 | 1.64 | 0.39506 | 50.5363
|  | Rings | 3 | 8 | 26 | 1.255 | 0.39506 | 38.6726
|  | Rings | 3 | 8 | 26 | 0.68 | 0.39506 | 20.9541
|  | Rings | 3 | 8 | 26 | 0.38 | 0.39506 | 11.7096
| C22/C25/C44/C47 | Verticals | 4 | 12 | 4 | 3.3 | 0.88889 |  |  | 46.9333
|  | Verticals | 4 | 16 | 6 | 3.3 | 1.5802 |  |  |  | 125.1556
|  | Overlaps | 4 | 12 | 4 | 0.6 | 0.88889 |  |  | 8.5333
|  | Overlaps | 4 | 16 | 6 | 0.8 | 1.5802 |  |  |  | 30.3407
|  | Rings | 4 | 8 | 26 | 1.34 | 0.39506 | 55.0558
|  | Rings | 4 | 8 | 26 | 1.34 | 0.39506 | 55.0558
| C23/C24/C30/C31/C36/C37/C45/C46 | Verticals | 8 | 20 | 4 | 3.3 | 2.4691 |  |  |  |  | 260.7407
|  | Verticals | 8 | 16 | 6 | 3.3 | 1.5802 |  |  |  | 250.3111
|  | Overlaps | 8 | 16 | 6 | 0.8 | 1.5802 |  |  |  | 60.6815
|  | Overlaps | 8 | 20 | 4 | 1 | 2.4691 |  |  |  |  | 79.0123
|  | Rings | 8 | 8 | 26 | 1.34 | 0.39506 | 110.1116
|  | Rings | 8 | 8 | 26 | 1.01 | 0.39506 | 82.9946
|  | Rings | 8 | 8 | 26 | 0.53 | 0.39506 | 43.5516
| C40/C41 | Verticals | 2 | 16 | 12 | 3.3 | 1.5802 |  |  |  | 125.1556
|  | Overlaps | 2 | 16 | 12 | 0.8 | 1.5802 |  |  |  | 30.3407
|  | Rings | 2 | 8 | 26 | 1.64 | 0.39506 | 33.6909
|  | Rings | 2 | 8 | 26 | 1.255 | 0.39506 | 25.7817
|  | Rings | 2 | 8 | 26 | 0.68 | 0.39506 | 13.9694
|  | Rings | 2 | 8 | 26 | 0.38 | 0.39506 | 7.8064
| C50/C51 | Verticals | 2 | 16 | 12 | 3.3 | 1.5802 |  |  |  | 125.1556
|  | Overlaps | 2 | 16 | 12 | 0.8 | 1.5802 |  |  |  | 30.3407
|  | Rings | 2 | 8 | 26 | 1.64 | 0.39506 | 33.6909
|  | Rings | 2 | 8 | 26 | 1.255 | 0.39506 | 25.7817
|  | Rings | 2 | 8 | 26 | 0.68 | 0.39506 | 13.9694
|  | Rings | 2 | 8 | 26 | 0.38 | 0.39506 | 7.8064
| C52/C65 | Verticals | 2 | 20 | 4 | 3.3 | 2.4691 |  |  |  |  | 65.1852
|  | Verticals | 2 | 16 | 8 | 3.3 | 1.5802 |  |  |  | 83.437
|  | Overlaps | 2 | 20 | 4 | 1 | 2.4691 |  |  |  |  | 19.7531
|  | Overlaps | 2 | 16 | 8 | 0.8 | 1.5802 |  |  |  | 20.2272
|  | Rings | 2 | 8 | 26 | 1.64 | 0.39506 | 33.6909
|  | Rings | 2 | 8 | 26 | 1.255 | 0.39506 | 25.7817
|  | Rings | 2 | 8 | 26 | 0.68 | 0.39506 | 13.9694
|  | Rings | 2 | 8 | 26 | 0.38 | 0.39506 | 7.8064
| C56 | Verticals | 1 | 12 | 8 | 3.3 | 0.88889 |  |  | 23.4667
|  | Verticals | 1 | 16 | 4 | 3.3 | 1.5802 |  |  |  | 20.8593
|  | Overlaps | 1 | 12 | 8 | 0.6 | 0.88889 |  |  | 4.2667
|  | Overlaps | 1 | 16 | 4 | 0.8 | 1.5802 |  |  |  | 5.0568
|  | Rings | 1 | 8 | 26 | 1.64 | 0.39506 | 16.8454
|  | Rings | 1 | 8 | 26 | 1.255 | 0.39506 | 12.8909
|  | Rings | 1 | 8 | 26 | 0.68 | 0.39506 | 6.9847
|  | Rings | 1 | 8 | 26 | 0.38 | 0.39506 | 3.9032
| C57 | Verticals | 1 | 12 | 4 | 3.3 | 0.88889 |  |  | 11.7333
|  | Verticals | 1 | 16 | 8 | 3.3 | 1.5802 |  |  |  | 41.7185
|  | Overlaps | 1 | 12 | 4 | 0.6 | 0.88889 |  |  | 2.1333
|  | Overlaps | 1 | 16 | 8 | 0.8 | 1.5802 |  |  |  | 10.1136
|  | Rings | 1 | 8 | 24 | 1.64 | 0.39506 | 15.5496
|  | Rings | 1 | 8 | 26 | 1.25 | 0.39506 | 12.8395
|  | Rings | 1 | 8 | 26 | 0.68 | 0.39506 | 6.9847
|  | Rings | 1 | 8 | 26 | 0.38 | 0.39506 | 3.9032
| C59/C64 | Verticals | 2 | 16 | 4 | 3.3 | 1.5802 |  |  |  | 41.7185
|  | Verticals | 2 | 12 | 6 | 3.3 | 0.88889 |  |  | 35.2
|  | Overlaps | 2 | 12 | 6 | 0.6 | 0.88889 |  |  | 6.4
|  | Overlaps | 2 | 16 | 4 | 0.8 | 1.5802 |  |  |  | 10.1136
|  | Rings | 2 | 8 | 26 | 1.5 | 0.39506 | 30.8148
|  | Rings | 2 | 8 | 26 | 1.06 | 0.39506 | 21.7758
|  | Rings | 2 | 8 | 26 | 0.31 | 0.39506 | 6.3684
| C60 | Verticals | 1 | 12 | 6 | 3.3 | 0.88889 |  |  | 17.6
|  | Verticals | 1 | 16 | 4 | 3.3 | 1.5802 |  |  |  | 20.8593
|  | Overlaps | 1 | 12 | 6 | 0.6 | 0.88889 |  |  | 3.2
|  | Overlaps | 1 | 16 | 4 | 0.8 | 1.5802 |  |  |  | 5.0568
|  | Rings | 1 | 8 | 26 | 1.5 | 0.39506 | 15.4074
|  | Rings | 1 | 8 | 26 | 1.06 | 0.39506 | 10.8879
|  | Rings | 1 | 8 | 26 | 0.31 | 0.39506 | 3.1842
| C63 | Verticals | 1 | 16 | 6 | 3.3 | 1.5802 |  |  |  | 31.2889
|  | Verticals | 1 | 12 | 6 | 3.3 | 0.88889 |  |  | 17.6
|  | Overlaps | 1 | 16 | 6 | 0.8 | 1.5802 |  |  |  | 7.5852
|  | Overlaps | 1 | 12 | 6 | 0.6 | 0.88889 |  |  | 3.2
|  | Rings | 1 | 8 | 26 | 1.5 | 0.39506 | 15.4074
|  | Rings | 1 | 8 | 26 | 1.06 | 0.39506 | 10.8879
|  | Rings | 1 | 8 | 26 | 0.31 | 0.39506 | 3.1842
| CB2/CB3/CB6/CB9/CB11/CB12 | Verticals | 6 | 12 | 6 | 3.3 | 0.88889 |  |  | 105.6
|  | Verticals | 6 | 16 | 4 | 3.3 | 1.5802 |  |  |  | 125.1556
|  | Overlaps | 6 | 12 | 6 | 0.8 | 0.88889 |  |  | 25.6
|  | Overlaps | 6 | 16 | 4 | 0.8 | 1.5802 |  |  |  | 30.3407
|  | Rings | 6 | 8 | 26 | 1.34 | 0.39506 | 82.5837
|  | Rings | 6 | 8 | 26 | 1.01 | 0.39506 | 62.2459
|  | Rings | 6 | 8 | 26 | 0.53 | 0.39506 | 32.6637
| CB5/CB8 | Verticals | 2 | 16 | 4 | 3.3 | 1.5802 |  |  |  | 41.7185
|  | Verticals | 2 | 12 | 6 | 3.3 | 0.88889 |  |  | 35.2
|  | Overlaps | 2 | 12 | 6 | 0.6 | 0.88889 |  |  | 6.4
|  | Overlaps | 2 | 16 | 4 | 0.8 | 1.5802 |  |  |  | 10.1136
|  | Rings | 2 | 8 | 26 | 1.34 | 0.39506 | 27.5279
|  | Rings | 2 | 8 | 26 | 1.01 | 0.39506 | 20.7486
|  | Rings | 2 | 8 | 26 | 0.53 | 0.39506 | 10.8879
2 | Fourth floor roof beam detail | [5 empty] | 0
| B1/B20 | Top bar | 2 | 12 | 3 | 5.84 | 0.88889 |  |  | 31.1467
|  | Bottom bar | 2 | 12 | 3 | 5.84 | 0.88889 |  |  | 31.1467
|  | Top extraa | 2 | 16 | 2 | 2.06 | 1.5802 |  |  |  | 13.0212
|  | Top extraa | 2 | 16 | 2 | 2.36 | 1.5802 |  |  |  | 14.9175
|  | Bottom extraa | 2 | 12 | 1 | 3.42 | 0.88889 |  |  | 6.08
|  | Rings | 2 | 8 | 33 | 1.46 | 0.39506 | 38.0681
|  | Spacer | 2 | 20 | 6 | 0.25 | 2.4691 |  |  |  |  | 7.4074
| B2 | Top bar | 1 | 16 | 3 | 17.34 | 1.5802 |  |  |  | 82.2044
|  | Bottom bar | 1 | 16 | 3 | 17.34 | 1.5802 |  |  |  | 82.2044
|  | Top extraa | 1 | 20 | 4 | 2.56 | 2.4691 |  |  |  |  | 25.284
|  | top extraa | 1 | 20 | 2 | 7.5 | 2.4691 |  |  |  |  | 37.037
|  | Bottom extraa | 1 | 16 | 4 | 4.66 | 1.5802 |  |  |  | 29.4558
|  | rings | 1 | 8 | 106 | 1.46 | 0.39506 | 61.1398
|  | Spacer | 1 | 20 | 11 | 0.25 | 2.4691 |  |  |  |  | 6.7901
| B3 | Top bar | 1 | 16 | 3 | 7.855 | 1.5802 |  |  |  | 37.2385
|  | Bottom bar | 1 | 16 | 3 | 7.855 | 1.5802 |  |  |  | 37.2385
|  | Top extraa | 1 | 16 | 2 | 4.275 | 1.5802 |  |  |  | 13.5111
|  | Top extraa | 1 | 16 | 2 | 2.26 | 1.5802 |  |  |  | 7.1427
|  | Bottom extraa | 1 | 12 | 2 | 3.22 | 0.88889 |  |  | 5.7244
|  | Rings | 1 | 8 | 46 | 1.46 | 0.39506 | 26.5323
|  | Spacer | 1 | 20 | 6 | 0.25 | 2.4691 |  |  |  |  | 3.7037
| B4/B17 | Top bar | 3 | 20 | 3 | 10.675 | 2.4691 |  |  |  |  | 237.2222
|  | Bottom bar | 3 | 20 | 3 | 10.675 | 2.4691 |  |  |  |  | 237.2222
|  | Top extraa | 3 | 20 | 2 | 3.73 | 2.4691 |  |  |  |  | 55.2593
|  | Top extraa | 3 | 20 | 2 | 4.925 | 2.4691 |  |  |  |  | 72.963
|  | Bottom extraa | 3 | 16 | 2 | 5.74 | 1.5802 |  |  |  | 54.4237
|  | Rings | 3 | 8 | 62 | 1.46 | 0.39506 | 107.283
|  | Spacer | 3 | 20 | 6 | 0.25 | 2.4691 |  |  |  |  | 11.1111
| B5 | Top bar | 1 | 16 | 3 | 7.84 | 1.5802 |  |  |  | 37.1674
|  | Bottom bar | 1 | 16 | 3 | 7.84 | 1.5802 |  |  |  | 37.1674
|  | Top extraa | 1 | 16 | 2 | 4.16 | 1.5802 |  |  |  | 13.1477
|  | Top extraa | 1 | 16 | 2 | 2.16 | 1.5802 |  |  |  | 6.8267
|  | Bottom extraa | 1 | 12 | 2 | 3.72 | 0.88889 |  |  | 6.6133
|  | Rings | 1 | 8 | 49 | 1.46 | 0.39506 | 28.2627
|  | Spacer | 1 | 20 | 6 | 0.25 | 2.4691 |  |  |  |  | 3.7037
| B6 | Top bar | 1 | 16 | 3 | 27.88 | 1.5802 |  |  |  | 132.1719
|  | Bottom bar | 1 | 16 | 3 | 27.88 | 1.5802 |  |  |  | 132.1719
|  | Top extraa | 1 | 12 | 2 | 5.232 | 0.88889 |  |  | 9.3013
|  | Top extraa | 1 | 16 | 2 | 6.05 | 1.5802 |  |  |  | 19.121
|  | Top extraa | 1 | 20 | 2 | 7.5 | 2.4691 |  |  |  |  | 37.037
|  | Top extraa | 1 | 20 | 2 | 2.56 | 2.4691 |  |  |  |  | 12.642
|  | Bottom extraa | 1 | 12 | 2 | 3.47 | 0.88889 |  |  | 6.1689
|  | Bottom extraa | 1 | 12 | 2 | 4.66 | 0.88889 |  |  | 8.2844
|  | Bottom extraa | 1 | 16 | 2 | 4.66 | 1.5802 |  |  |  | 14.7279
|  | Rings | 1 | 8 | 177 | 1.46 | 0.39506 | 102.0919
|  | Spacer | 1 | 20 | 16 | 0.25 | 2.4691 |  |  |  |  | 9.8765
| B7 | Top bar | 1 | 20 | 2 | 34.83 | 2.4691 |  |  |  |  | 172
|  | Top bar | 1 | 16 | 1 | 34.23 | 1.5802 |  |  |  | 54.0919
|  | Top bar | 1 | 16 | 6 | 6.2 | 1.5802 |  |  |  | 58.7852
|  | Bottom bar | 1 | 20 | 4 | 6.565 | 2.4691 |  |  |  |  | 64.8395
|  | Bottom bar | 1 | 16 | 2 | 6.565 | 1.5802 |  |  |  | 20.7486
|  | Bottom bar | 1 | 20 | 2 | 17.44 | 2.4691 |  |  |  |  | 86.1235
|  | Top extraa | 1 | 16 | 2 | 2.46 | 1.5802 |  |  |  | 7.7748
|  | Top extraa | 1 | 16 | 2 | 6.2 | 1.5802 |  |  |  | 19.5951
|  | Top extraa | 1 | 16 | 1 | 7.4 | 1.5802 |  |  |  | 11.6938
|  | Top extraa | 1 | 16 | 1 | 6.55 | 1.5802 |  |  |  | 10.3506
|  | Top extraa | 1 | 16 | 2 | 6.25 | 1.5802 |  |  |  | 19.7531
|  | Top extraa | 1 | 16 | 2 | 2.51 | 1.5802 |  |  |  | 7.9328
|  | Bottom extraa | 1 | 16 | 2 | 4.56 | 1.5802 |  |  |  | 14.4119
|  | Face bar | 1 | 12 | 2 | 16.52 | 0.88889 |  |  | 29.3689
|  | Rings | 1 | 8 | 70 | 1.46 | 0.39506 | 40.3753
|  | Rings | 1 | 8 | 30 | 0.86 | 0.39506 | 10.1926
|  | Rings | 1 | 8 | 95 | 2.22 | 0.39506 | 83.3185
|  | Spacer | 1 | 20 | 17 | 0.25 | 2.4691 |  |  |  |  | 10.4938
| B8 | Top bar | 4 | 16 | 2 | 6.595 | 1.5802 |  |  |  | 83.3738
|  | Bottom bar | 4 | 16 | 2 | 6.595 | 1.5802 |  |  |  | 83.3738
|  | Bottom extraa | 4 | 16 | 1 | 4.245 | 1.5802 |  |  |  | 26.8326
|  | Rings | 4 | 8 | 38 | 1.32 | 0.39506 | 79.2652
| B9/B10 | Top bar | 4 | 16 | 3 | 9.165 | 1.5802 |  |  |  | 173.7956
|  | Bottom bar | 4 | 16 | 3 | 6.565 | 1.5802 |  |  |  | 124.4919
|  | Bottom bar | 4 | 16 | 2 |  | 1.5802 |  |  |  | 0
|  | Top bar | 4 | 16 | 2 | 3.41 | 1.5802 |  |  |  | 43.1091
|  | Top extraa | 4 | 16 | 2 | 2.51 | 1.5802 |  |  |  | 31.7314
|  | Top extraa | 4 | 16 | 2 | 4.45 | 1.5802 |  |  |  | 56.2568
|  | Bottom extraa | 4 | 12 | 2 | 3.795 | 0.88889 |  |  | 26.9867
|  | Rings | 4 | 8 | 35 | 1.46 | 0.39506 | 80.7506
|  | Rings | 4 | 8 | 15 | 0.86 | 0.39506 | 20.3852
|  | Spacer | 4 | 20 | 6 | 0.25 | 2.4691 |  |  |  |  | 14.8148
| B11 | Top bar | 1 | 16 | 2 | 5.58 | 1.5802 |  |  |  | 17.6356
|  | Bottm bar | 1 | 16 | 2 | 5.58 | 1.5802 |  |  |  | 17.6356
|  | Top extraa | 1 | 16 | 4 | 2.06 | 1.5802 |  |  |  | 13.0212
|  | Bottom extraa | 1 | 16 | 1 | 3.46 | 1.5802 |  |  |  | 5.4677
|  | Rings | 1 | 8 | 33 | 1.32 | 0.39506 | 17.2089
| B12 | Top bar | 1 | 20 | 2 | 43.805 | 2.4691 |  |  |  |  | 216.321
|  | Top bar | 1 | 16 | 1 | 43.805 | 1.5802 |  |  |  | 69.2227
|  | Top bar | 1 | 16 | 6 | 6.2 | 1.5802 |  |  |  | 58.7852
|  | Bottom bar | 1 | 20 | 2 | 6.565 | 2.4691 |  |  |  |  | 32.4198
|  | Bottom bar | 1 | 16 | 1 | 6.565 | 1.5802 |  |  |  | 10.3743
|  | Bottom bar | 1 | 20 | 2 | 17.44 | 2.4691 |  |  |  |  | 86.1235
|  | Bottom bar | 1 | 20 | 2 | 15.541 | 2.4691 |  |  |  |  | 76.7457
|  | Bottom bar | 1 | 16 | 1 | 15.541 | 1.5802 |  |  |  | 24.5586
|  | Top extraa | 1 | 16 | 2 | 2.46 | 1.5802 |  |  |  | 7.7748
|  | Top extraa | 1 | 16 | 2 | 6.2 | 1.5802 |  |  |  | 19.5951
|  | Top extraa | 1 | 16 | 1 | 7.4 | 1.5802 |  |  |  | 11.6938
|  | Top extraa | 1 | 16 | 2 | 6.25 | 1.5802 |  |  |  | 19.7531
|  | Top extraa | 1 | 16 | 2 | 6.515 | 1.5802 |  |  |  | 20.5906
|  | Top extraa | 1 | 16 | 2 | 2.75 | 1.5802 |  |  |  | 8.6914
|  | Bottom extraa | 1 | 16 | 2 | 4.56 | 1.5802 |  |  |  | 14.4119
|  | Face bar | 1 | 12 | 2 | 16.52 | 0.88889 |  |  | 29.3689
|  | Rings | 1 | 8 | 96 | 1.46 | 0.39506 | 55.3719
|  | Rings | 1 | 8 | 30 | 0.86 | 0.39506 | 10.1926
|  | Rings | 1 | 8 | 26 | 1.32 | 0.39506 | 13.5585
|  | Rings | 1 | 8 | 95 | 2.22 | 0.39506 | 83.3185
|  | Spacer | 1 | 20 | 15 | 0.25 | 2.4691 |  |  |  |  | 9.2593
| B13 | Top bar | 1 | 16 | 3 | 34.575 | 1.5802 |  |  |  | 163.9111
|  | Bottom bar | 1 | 16 | 3 | 34.575 | 1.5802 |  |  |  | 163.9111
|  | Top extraa | 1 | 16 | 2 | 2.56 | 1.5802 |  |  |  | 8.0909
|  | top extraa | 1 | 16 | 2 | 7.5 | 1.5802 |  |  |  | 23.7037
|  | Top extraa | 1 | 16 | 2 | 6.15 | 1.5802 |  |  |  | 19.437
|  | Top extraa | 1 | 16 | 2 | 6.167 | 1.5802 |  |  |  | 19.4908
|  | Bottom extraa | 1 | 12 | 4 | 4.66 | 0.88889 |  |  | 16.5689
|  | Bottom extraa | 1 | 12 | 2 | 3.32 | 0.88889 |  |  | 5.9022
|  | Bottom extraa | 1 | 12 | 2 | 3.6 | 0.88889 |  |  | 6.4
|  | Rings | 1 | 8 | 206 | 1.46 | 0.39506 | 118.8188
|  | Spacer | 1 | 20 | 19 | 0.25 | 2.4691 |  |  |  |  | 11.7284
| B14 | Top bar | 1 | 16 | 2 | 6.225 | 1.5802 |  |  |  | 19.6741
|  | Bottom bar | 1 | 16 | 2 | 6.225 | 1.5802 |  |  |  | 19.6741
|  | Rings | 1 | 8 | 38 | 1.32 | 0.39506 | 19.8163
| B15 | Top bar | 1 | 12 | 2 | 3.395 | 0.88889 |  |  | 6.0356
|  | Bottom bar | 1 | 12 | 2 | 3.395 | 0.88889 |  |  | 6.0356
|  | Rings | 1 | 8 | 22 | 1.32 | 0.39506 | 11.4726
| B16 | Top bar | 1 | 16 | 2 | 4.01 | 1.5802 |  |  |  | 12.6736
|  | Bottom bar | 1 | 16 | 2 | 4.01 | 1.5802 |  |  |  | 12.6736
|  | Rings | 1 | 8 | 25 | 1.46 | 0.39506 | 14.4198
| B18 | Top bar | 1 | 16 | 3 | 17.34 | 1.5802 |  |  |  | 82.2044
|  | Bottom bar | 1 | 16 | 3 | 17.34 | 1.5802 |  |  |  | 82.2044
|  | Top extraa | 1 | 20 | 2 | 3.5 | 2.4691 |  |  |  |  | 17.284
|  | Top extraa | 1 | 16 | 3 | 7.5 | 1.5802 |  |  |  | 35.5556
|  | Top extraa | 1 | 20 | 2 | 2.56 | 2.4691 |  |  |  |  | 12.642
|  | Bottom extraa | 1 | 16 | 4 | 4.66 | 1.5802 |  |  |  | 29.4558
|  | Rings | 1 | 8 | 106 | 1.46 | 0.39506 | 61.1398
|  | Spacer | 1 | 20 | 11 | 0.25 | 2.4691 |  |  |  |  | 6.7901
| B18/B20/B21/B22 | Top bar | 4 | 16 | 3 | 3.22 | 1.5802 |  |  |  | 61.0607
|  | Bottom bar | 4 | 16 | 3 | 3.22 | 1.5802 |  |  |  | 61.0607
|  | Rings | 4 | 8 | 15 | 1.46 | 0.39506 | 34.6074
| B22 | Top bar | 1 | 16 | 3 | 5.84 | 1.5802 |  |  |  | 27.6859
|  | Bottom bar | 1 | 16 | 3 | 5.84 | 1.5802 |  |  |  | 27.6859
|  | Top extraa | 1 | 16 | 4 | 2.36 | 1.5802 |  |  |  | 14.9175
|  | Bottom extraa | 1 | 16 | 2 | 3.42 | 1.5802 |  |  |  | 10.8089
|  | Rings | 1 | 8 | 33 | 1.46 | 0.39506 | 19.0341
|  | Spacer | 1 | 20 | 6 | 0.25 | 2.4691 |  |  |  |  | 3.7037
| B24 | Top bar | 1 | 16 | 3 | 17.34 | 1.5802 |  |  |  | 82.2044
|  | Bottom bar | 1 | 16 | 3 | 17.34 | 1.5802 |  |  |  | 82.2044
|  | Top extraa | 1 | 20 | 4 | 2.56 | 2.4691 |  |  |  |  | 25.284
|  | Top extraa | 1 | 20 | 2 | 7.5 | 2.4691 |  |  |  |  | 37.037
|  | bottom extraa | 1 | 16 | 4 | 4.66 | 1.5802 |  |  |  | 29.4558
|  | Rings | 1 | 8 | 106 | 1.46 | 0.39506 | 61.1398
|  | Spacer | 1 | 20 | 11 | 0.25 | 2.4691 |  |  |  |  | 6.7901
| B25 | Top bar | 1 | 16 | 2 | 8.565 | 1.5802 |  |  |  | 27.0696
|  | Bottom bar | 1 | 16 | 2 | 8.565 | 1.5802 |  |  |  | 27.0696
|  | Top extraa | 1 | 20 | 1 | 5.19 | 2.4691 |  |  |  |  | 12.8148
|  | Top extraa | 1 | 20 | 1 | 2.01 | 2.4691 |  |  |  |  | 4.963
|  | Bottom extraa | 1 | 16 | 1 | 3.431 | 1.5802 |  |  |  | 5.4218
|  | Rings | 1 | 8 | 59 | 1.32 | 0.39506 | 30.7674
| B26 | Top bar | 1 | 20 | 3 | 10.675 | 2.4691 |  |  |  |  | 79.0741
|  | Bottom bar | 1 | 20 | 3 | 10.675 | 2.4691 |  |  |  |  | 79.0741
|  | Top extraa | 1 | 20 | 2 | 4.895 | 2.4691 |  |  |  |  | 24.1728
|  | Top extraa | 1 | 20 | 2 | 4.07 | 2.4691 |  |  |  |  | 20.0988
|  | Bottom extraa | 1 | 16 | 2 | 3.762 | 1.5802 |  |  |  | 11.8898
|  | Rings | 1 | 8 | 66 | 1.46 | 0.39506 | 38.0681
|  | Spacer | 1 | 20 | 6 | 0.25 | 2.4691 |  |  |  |  | 3.7037
| B27 | Top bar | 1 | 16 | 2 | 8.5 | 1.5802 |  |  |  | 26.8642
|  | Bottom bar | 1 | 16 | 2 | 8.5 | 1.5802 |  |  |  | 26.8642
|  | Top extraa | 1 | 20 | 1 | 1.9 | 2.4691 |  |  |  |  | 4.6914
|  | Top extraa | 1 | 20 | 1 | 5.23 | 2.4691 |  |  |  |  | 12.9136
|  | Bottom extraa | 1 | 16 | 1 | 3.1 | 1.5802 |  |  |  | 4.8988
|  | Rings | 1 | 8 | 57 | 1.46 | 0.39506 | 32.877
| B28/B30 | Top bar | 2 | 16 | 3 | 12.52 | 1.5802 |  |  |  | 118.7081
|  | Bottom bar | 2 | 16 | 3 | 12.52 | 1.5802 |  |  |  | 118.7081
|  | Top extraa | 2 | 20 | 4 | 5.09 | 2.4691 |  |  |  |  | 100.5432
|  | Bottom extraa | 2 | 16 | 2 | 5.14 | 1.5802 |  |  |  | 32.4899
|  | Rings | 2 | 8 | 84 | 1.46 | 0.39506 | 96.9007
| B29 | Top bar | 1 | 16 | 3 | 36.32 | 1.5802 |  |  |  | 172.1837
|  | Bottom bar | 1 | 16 | 3 | 36.32 | 1.5802 |  |  |  | 172.1837
|  | Top extraa | 1 | 16 | 2 | 4.88 | 1.5802 |  |  |  | 15.4232
|  | Top extraaa | 1 | 20 | 2 | 6 | 2.4691 |  |  |  |  | 29.6296
|  | Top extraa | 1 | 20 | 2 | 7.5 | 2.4691 |  |  |  |  | 37.037
|  | Top extraa | 1 | 20 | 2 | 2.56 | 2.4691 |  |  |  |  | 12.642
|  | Bottom extraa | 1 | 16 | 2 | 3.42 | 1.5802 |  |  |  | 10.8089
|  | Bottom extraa | 1 | 16 | 2 | 4.66 | 1.5802 |  |  |  | 14.7279
|  | Bottom extraa | 1 | 16 | 2 | 4.66 | 1.5802 |  |  |  | 14.7279
|  | Rings | 1 | 8 | 224 | 1.46 | 0.39506 | 129.201
|  | Spacer | 1 | 20 | 16 | 0.25 | 2.4691 |  |  |  |  | 9.8765
| B31 | Top bar | 1 | 20 | 2 | 34.825 | 2.4691 |  |  |  |  | 171.9753
|  | Top bar | 1 | 16 | 1 | 34.225 | 1.5802 |  |  |  | 54.084
|  | Top bar | 1 | 16 | 6 | 6.2 | 1.5802 |  |  |  | 58.7852
|  | Bottom bar | 1 | 20 | 4 | 6.565 | 2.4691 |  |  |  |  | 64.8395
|  | Bottom bar | 1 | 16 | 2 | 6.565 | 1.5802 |  |  |  | 20.7486
|  | Bottom bar | 1 | 20 | 2 | 17.44 | 2.4691 |  |  |  |  | 86.1235
|  | Top extraa | 1 | 16 | 2 | 2.51 | 1.5802 |  |  |  | 7.9328
|  | Top extraa | 1 | 16 | 3 | 6.25 | 1.5802 |  |  |  | 29.6296
|  | Top extraa | 1 | 16 | 1 | 7.4 | 1.5802 |  |  |  | 11.6938
|  | Top extraa | 1 | 16 | 2 | 2.46 | 1.5802 |  |  |  | 7.7748
|  | Bottom extraa | 1 | 16 | 2 | 4.56 | 1.5802 |  |  |  | 14.4119
|  | Face bar | 1 | 12 | 2 | 16.52 | 0.88889 |  |  | 29.3689
|  | Rings | 1 | 8 | 30 | 0.86 | 0.39506 | 10.1926
|  | Rings | 1 | 8 | 106 | 2.22 | 0.39506 | 92.9659
|  | Rings | 1 | 8 | 70 | 1.46 | 0.39506 | 40.3753
|  | Spacer | 1 | 20 | 10 | 0.25 | 2.4691 |  |  |  |  | 6.1728
| B32/B33 Nos | Top bar | 4 | 16 | 2 | 6.595 | 1.5802 |  |  |  | 83.3738
|  | Bottom bar | 4 | 16 | 2 | 6.595 | 1.5802 |  |  |  | 83.3738
|  | Bottom extraa | 4 | 20 | 1 | 4.245 | 2.4691 |  |  |  |  | 41.9259
|  | Rings | 4 | 8 | 38 | 1.32 | 0.39506 | 79.2652
| B34/B35 4Nos | Top bar | 4 | 16 | 3 | 8.465 | 1.5802 |  |  |  | 160.5215
|  | Bottom bar | 4 | 16 | 3 | 6.565 | 1.5802 |  |  |  | 124.4919
|  | Top extraa | 4 | 16 | 2 | 2.51 | 1.5802 |  |  |  | 31.7314
|  | Top extraa | 4 | 16 | 2 | 4.45 | 1.5802 |  |  |  | 56.2568
|  | Bottom extraa | 4 | 12 | 2 | 3.795 | 0.88889 |  |  | 26.9867
|  | Rings | 4 | 8 | 35 | 1.46 | 0.39506 | 80.7506
|  | Rings | 4 | 8 | 15 | 0.86 | 0.39506 | 20.3852
|  | Spacer | 4 | 20 | 6 | 0.25 | 2.4691 |  |  |  |  | 14.8148
| B36 | Top bar | 1 | 20 | 2 | 34.825 | 2.4691 |  |  |  |  | 171.9753
|  | Top bar | 1 | 16 | 1 | 34.225 | 1.5802 |  |  |  | 54.084
|  | Top bar | 1 | 16 | 6 | 6.2 | 1.5802 |  |  |  | 58.7852
|  | Bottom bar | 1 | 20 | 4 | 6.565 | 2.4691 |  |  |  |  | 64.8395
|  | Bottom bar | 1 | 16 | 2 | 6.565 | 1.5802 |  |  |  | 20.7486
|  | Bottom bar | 1 | 20 | 2 | 17.44 | 2.4691 |  |  |  |  | 86.1235
|  | Top extraa | 1 | 16 | 2 | 2.51 | 1.5802 |  |  |  | 7.9328
|  | Top extraa | 1 | 16 | 4 | 6.25 | 1.5802 |  |  |  | 39.5062
|  | Top extraa | 1 | 16 | 1 | 7.4 | 1.5802 |  |  |  | 11.6938
|  | Top extraa | 1 | 16 | 2 | 2.46 | 1.5802 |  |  |  | 7.7748
|  | Bottom extraa | 1 | 12 | 2 | 4.56 | 0.88889 |  |  | 8.1067
|  | Face bar | 1 | 12 | 2 | 16.52 | 0.88889 |  |  | 29.3689
|  | Rings | 1 | 8 | 30 | 0.86 | 0.39506 | 10.1926
|  | Rings | 1 | 8 | 106 | 2.22 | 0.39506 | 92.9659
|  | Rings | 1 | 8 | 70 | 1.46 | 0.39506 | 40.3753
|  | Spacer | 1 | 20 | 10 | 0.25 | 2.4691 |  |  |  |  | 6.1728
| B37 | Top bar | 1 | 16 | 3 | 30.175 | 1.5802 |  |  |  | 143.0519
|  | Bottom bar | 1 | 16 | 3 | 30.175 | 1.5802 |  |  |  | 143.0519
|  | Top extraa | 1 | 20 | 2 | 4.76 | 2.4691 |  |  |  |  | 23.5062
|  | Top extraa | 1 | 20 | 2 | 7.5 | 2.4691 |  |  |  |  | 37.037
|  | Top extraa | 1 | 20 | 2 | 5.8 | 2.4691 |  |  |  |  | 28.642
|  | Top extraa | 1 | 16 | 2 | 4.63 | 1.5802 |  |  |  | 14.6331
|  | Bottom extraa | 1 | 16 | 4 | 4.66 | 1.5802 |  |  |  | 29.4558
|  | Bottom extraa | 1 | 16 | 2 | 3.52 | 1.5802 |  |  |  | 11.1249
|  | Rings | 1 | 8 | 172 | 1.46 | 0.39506 | 99.2079
|  | Spacer | 1 | 20 | 16 | 0.25 | 2.4691 |  |  |  |  | 9.8765
| B38 | Top bar | 1 | 16 | 2 | 5.56 | 1.5802 |  |  |  | 17.5723
|  | Bottom bar | 1 | 16 | 2 | 5.56 | 1.5802 |  |  |  | 17.5723
|  | Top extraa | 1 | 16 | 2 | 2.06 | 1.5802 |  |  |  | 6.5106
|  | Bottom extraa | 1 | 16 | 1 | 3.43 | 1.5802 |  |  |  | 5.4202
|  | Rings | 1 | 8 | 34 | 1.32 | 0.39506 | 17.7304
| B39 | Top bar | 1 | 20 | 3 | 8.66 | 2.4691 |  |  |  |  | 64.1481
|  | Bottom bar | 1 | 20 | 3 | 8.66 | 2.4691 |  |  |  |  | 64.1481
|  | Top extraa | 1 | 20 | 2 | 1.96 | 2.4691 |  |  |  |  | 9.679
|  | Top extraa | 1 | 20 | 2 | 4.79 | 2.4691 |  |  |  |  | 23.6543
|  | Bottom extraaa | 1 | 16 | 2 | 3.76 | 1.5802 |  |  |  | 11.8835
|  | Rings | 1 | 8 | 56 | 1.46 | 0.39506 | 32.3002
|  | Spacer | 1 | 20 | 6 | 0.25 | 2.4691 |  |  |  |  | 3.7037
| B40 | Top bar | 1 | 16 | 3 | 7.855 | 1.5802 |  |  |  | 37.2385
|  | Bottom bar | 1 | 16 | 3 | 7.855 | 1.5802 |  |  |  | 37.2385
|  | Top extraa | 1 | 20 | 2 | 2.06 | 2.4691 |  |  |  |  | 10.1728
|  | Top extraa | 1 | 20 | 2 | 4.37 | 2.4691 |  |  |  |  | 21.5802
|  | Botttom extraa | 1 | 16 | 2 | 3.42 | 1.5802 |  |  |  | 10.8089
|  | Rings | 1 | 8 | 48 | 1.46 | 0.39506 | 27.6859
|  | Spacer | 1 | 20 | 6 | 0.25 | 2.4691 |  |  |  |  | 3.7037
| B41 | Top bar | 1 | 16 | 3 | 20.16 | 1.5802 |  |  |  | 95.5733
|  | Bottom bar | 1 | 16 | 3 | 20.16 | 1.5802 |  |  |  | 95.5733
|  | Top extraa | 1 | 20 | 2 | 2.46 | 2.4691 |  |  |  |  | 12.1481
|  | Top extraa | 1 | 20 | 2 | 7.5 | 2.4691 |  |  |  |  | 37.037
|  | Top extraa | 1 | 20 | 2 | 4.65 | 2.4691 |  |  |  |  | 22.963
|  | Bottom extraa | 1 | 16 | 2 | 4.66 | 1.5802 |  |  |  | 14.7279
|  | Bottom extraa | 1 | 16 | 2 | 4.66 | 1.5802 |  |  |  | 14.7279
|  | Rings | 1 | 8 | 81 | 1.46 | 0.39506 | 46.72
|  | Spacer | 1 | 20 | 11 | 0.25 | 2.4691 |  |  |  |  | 6.7901
| B42 | Top bar | 1 | 16 | 3 | 5.84 | 1.5802 |  |  |  | 27.6859
|  | Bottom bar | 1 | 16 | 3 | 5.84 | 1.5802 |  |  |  | 27.6859
|  | Top extraa | 1 | 16 | 2 | 2.36 | 1.5802 |  |  |  | 7.4588
|  | Top extraa | 1 | 12 | 2 | 2.06 | 0.88889 |  |  | 3.6622
|  | Bottom extraa | 1 | 8 | 33 | 1.46 | 0.39506 | 19.0341
|  | Spacer | 1 | 20 | 4 | 0.25 | 2.4691 |  |  |  |  | 2.4691
| B43/B44 | Top bar | 2 | 20 | 2 | 7.73 | 2.4691 |  |  |  |  | 76.3457
|  | Bottom bar | 2 | 20 | 2 | 7.73 | 2.4691 |  |  |  |  | 76.3457
|  | Top bar | 2 | 20 | 2 | 4.476 | 2.4691 |  |  |  |  | 44.2074
|  | Bottom bar | 2 | 20 | 2 | 4.476 | 2.4691 |  |  |  |  | 44.2074
|  | extraa | 2 | 20 | 2 | 3.952 | 2.4691 |  |  |  |  | 39.0321
|  | Rings | 2 | 8 | 50 | 1.32 | 0.39506 | 52.1481
3 | Fourth floor roof slab detail | [5 empty] | 0
| S1 | Main bar | 4 | 8 | 16 | 3.766 | 0.39506 | 95.2194
|  | Main bar | 4 | 8 | 16 | 3.216 | 0.39506 | 81.3132
|  | Distribution bar | 4 | 8 | 14 | 5.42 | 0.39506 | 119.9091
|  | Binder | 4 | 8 | 8 | 4.62 | 0.39506 | 58.4059
|  | Binder | 4 | 8 | 7 | 2.516 | 0.39506 | 27.8313
| S1 | Main bar | 3 | 8 | 32 | 2.3 | 0.39506 | 87.2296
|  | Distribution bar | 3 | 8 | 10 | 5.22 | 0.39506 | 61.8667
|  | Binder | 3 | 8 | 8 | 4.62 | 0.39506 | 43.8044
| S2 | Main bar | 2 | 10 | 19 | 5.87 | 0.61728 |  | 137.6914
|  | Main bar | 2 | 10 | 19 | 5.82 | 0.61728 |  | 136.5185
|  | Distribution bar | 2 | 10 | 19 | 6.17 | 0.61728 |  | 144.7284
|  | Distribution bar | 2 | 10 | 19 | 5.87 | 0.61728 |  | 137.6914
|  | Binder | 2 | 8 | 8 | 4.62 | 0.39506 | 29.203
|  | Binder | 2 | 8 | 8 | 4.62 | 0.39506 | 29.203
| S3 | Main bar | 16 | 10 | 18 | 4.46 | 0.61728 |  | 792.8889
|  | Main bar | 16 | 10 | 18 | 4.41 | 0.61728 |  | 784
|  | Distribution bar | 16 | 8 | 8 | 6.595 | 0.39506 | 333.4953
|  | Distribution bar | 16 | 8 | 8 | 6.045 | 0.39506 | 305.683
|  | Binder | 16 | 8 | 8 | 5.945 | 0.39506 | 300.6262
|  | Binder | 16 | 8 | 8 | 3.46 | 0.39506 | 174.9649
| S4 | Main bar | 4 | 10 | 18 | 4.65 | 0.61728 |  | 206.6667
|  | Main bar | 4 | 10 | 18 | 4.6 | 0.61728 |  | 204.4444
|  | Distribution bar | 4 | 10 | 8 | 6.595 | 0.61728 |  | 130.2716
|  | Distribution bar | 4 | 10 | 8 | 6.045 | 0.61728 |  | 119.4074
|  | Binder | 4 | 8 | 6 | 5.945 | 0.39506 | 56.3674
|  | Binder | 4 | 8 | 8 | 3.6 | 0.39506 | 45.5111
| S5(Gallery) | Main bar | 3 | 8 | 11 | 2.25 | 0.39506 | 29.3333
|  | Distribution bar | 3 | 8 | 10 | 2.25 | 0.39506 | 26.6667
|  | Binder | 3 | 8 | 3 | 2.25 | 0.39506 | 8
| S5(NEAR BATHROOM AREA) | Main bar | 2 | 8 | 28 | 2.3 | 0.39506 | 50.884
|  | Distribution bar | 2 | 8 | 10 | 5.22 | 0.39506 | 41.2444
|  | Binder | 2 | 8 | 6 | 5.22 | 0.39506 | 24.7467
| S5(near courtyard area) | Main bar | 8 | 8 | 34 | 2.23 | 0.39506 | 239.6286
|  | Distribution bar | 8 | 8 | 10 | 6.46 | 0.39506 | 204.1679
|  | Binder | 8 | 8 | 3 | 6.46 | 0.39506 | 61.2504
| S5(near courtyard area) | Main bar | 4 | 8 | 18 | 2.23 | 0.39506 | 63.4311
|  | Distribution bar | 4 | 8 | 10 | 3.6 | 0.39506 | 56.8889
|  | Binder | 4 | 8 | 3 | 3.6 | 0.39506 | 17.0667
| S5(Near staircase area) | Main bar | 1 | 8 | 18 | 2.3 | 0.39506 | 16.3556
|  | Distribution bar | 1 | 8 | 10 | 3.545 | 0.39506 | 14.0049
|  | Binder |  |  |  |  | 0
| S5(Near staircase area) | Main bar | 1 | 8 | 26 | 2.3 | 0.39506 | 23.6247
|  | Distribution bar | 1 | 8 | 10 | 4.96 | 0.39506 | 19.5951
|  | Binder |  |  |  |  | 0
| S5 | Main bar | 1 | 8 | 32 | 2.3 | 0.39506 | 29.0765
|  | Distribution bar | 1 | 8 | 10 | 5.945 | 0.39506 | 23.4864
|  | Binder | 1 | 8 | 5 | 5.345 | 0.39506 | 10.558
| S9 | Main bar | 1 | 10 | 18 | 4.95 | 0.61728 |  | 55
|  | Main bar | 1 | 10 | 18 | 5.55 | 0.61728 |  | 61.6667
|  | Distribution bar | 1 | 10 | 18 | 4.95 | 0.61728 |  | 55
|  | Distribution bar | 1 | 10 | 18 | 5.55 | 0.61728 |  | 61.6667
|  | Top extraa | 1 | 8 | 6 | 4.32 | 0.39506 | 10.24
|  | Bindee | 1 | 8 | 12 | 4.32 | 0.39506 | 20.48
| S7 | Main bar | 1 | 10 | 26 | 3.13 | 0.61728 |  | 50.2346
|  | Main bar | 1 | 10 | 26 | 2.4 | 0.61728 |  | 38.5185
|  | Distribution bar | 1 | 10 | 10 | 8.175 | 0.61728 |  | 50.463
|  | Binder | 1 | 8 | 4 | 8.175 | 0.39506 | 12.9185
| S6 | Main bar | 1 | 8 | 20 | 2.445 | 0.39506 | 19.3185
|  | Distribution bar | 1 | 8 | 13 | 3.48 | 0.39506 | 17.8726
| S1 | Main bar | 2 | 8 | 18 | 2.4 | 0.39506 | 34.1333
|  | Distribution bar | 2 | 8 | 5 | 3.08 | 0.39506 | 12.1679
|  | Distribution bar | 2 | 8 | 5 | 3.63 | 0.39506 | 14.3407
|  | Binder | 2 | 8 | 5 | 3.08 | 0.39506 | 12.1679
|  | Binder | 2 | 8 | 8 | 2.3 | 0.39506 | 14.5383
| S1 | Main bar | 1 | 8 | 44 | 2.3 | 0.39506 | 39.9802
|  | Distribution bar | 1 | 8 | 10 | 6.94 | 0.39506 | 27.4173
|  | Binder | 1 | 8 | 5 | 6.34 | 0.39506 | 12.5235
|  | Binder | 1 | 8 | 8 | 2.3 | 0.39506 | 7.2691
| Shaft | Main bar | 2 | 8 | 8 | 2.055 | 0.39506 | 12.9896
|  | Distribution bar | 2 | 8 | 8 | 2.055 | 0.39506 | 12.9896
|  | Binder | 2 | 8 | 4 | 1.055 | 0.39506 | 3.3343
| Chajja | Main bar | 4 | 10 | 77 | 0.96 | 0.61728 |  | 182.5185
|  | Binder | 4 | 8 | 2 | 9.46 | 0.39506 | 29.8983
| Chair | Chair | 1 | 10 | 520 | 1.27 | 0.61728 |  | 407.6543
4 | Fire escape staircase detail | [5 empty] | 0
| LB 1 | Top bar | 1 | 16 | 2 | 5.96 | 1.5802 |  |  |  | 18.8365
|  | Bottm bar | 1 | 16 | 2 | 5.96 | 1.5802 |  |  |  | 18.8365
|  | Top extraa | 1 | 16 | 4 | 2.06 | 1.5802 |  |  |  | 13.0212
|  | Bottom extraa | 1 | 16 | 1 | 3.46 | 1.5802 |  |  |  | 5.4677
|  | Rings | 1 | 8 | 33 | 1.32 | 0.39506 | 17.2089
| Ninth Flight | Dowels | 1 | 12 | 7 | 2.5 | 0.88889 |  |  | 15.5556
|  | Dowels | 1 | 12 | 6 | 2 | 0.88889 |  |  | 10.6667
|  | Overlap | 1 | 12 | 7 | 0.6 | 0.88889 |  |  | 3.7333
|  | Overlap | 1 | 12 | 7 | 0.6 | 0.88889 |  |  | 3.7333
|  | Main bar | 2 | 12 | 7 | 4.43 | 0.88889 |  |  | 55.1289
|  | Main bar | 2 | 12 | 6 | 4.13 | 0.88889 |  |  | 44.0533
|  | Distribution bar | 2 | 8 | 16 | 1.75 | 0.39506 | 22.1235
| At Landing | Main bar | 2 | 12 | 19 | 2.03 | 0.88889 |  |  | 68.5689
|  | Distribution bar | 2 | 8 | 10 | 4.45 | 0.39506 | 35.1605
| 10th flight | Main bar | 2 | 12 | 12 | 6 | 0.88889 |  |  | 128
|  | Distribution bar | 2 | 12 | 32 | 1.75 | 0.88889 |  |  | 99.5556
|  | Overlap | 2 | 12 | 13 | 0.6 | 0.88889 |  |  | 13.8667
|  | extraa bar | 1 | 12 | 13 | 1.475 | 0.88889 |  |  | 17.0444
|  | Chair | 1 | 12 | 28 | 0.75 | 0.88889 |  |  | 18.6667
5 | Staircase detail(Near lift area) | LB1(Top bar) | 1 | 16 | 2 | 6.04 | 1.5802 |  |  |  | 19.0894
|  | Bottom bar | 1 | 16 | 2 | 6.04 | 1.5802 |  |  |  | 19.0894
|  | Top extraa | 1 | 16 | 2 | 2.36 | 1.5802 |  |  |  | 7.4588
|  | Bottomm extraa | 1 | 16 | 1 | 3.56 | 1.5802 |  |  |  | 5.6257
|  | Rings | 1 | 8 | 33 | 1.32 | 0.39506 | 17.2089
|  | Dowels | 1 | 12 | 8 | 2.5 | 0.88889 |  |  | 17.7778
|  | Dowels | 1 | 12 | 8 | 2 | 0.88889 |  |  | 14.2222
|  | Overlap | 2 | 12 | 16 | 0.6 | 0.88889 |  |  | 17.0667
| 13th Flight | Main bar | 2 | 12 | 8 | 3.98 | 0.88889 |  |  | 56.6044
|  | Main bar | 2 | 12 | 8 | 3.68 | 0.88889 |  |  | 52.3378
|  | Distribution bar | 2 | 10 | 15 | 1.75 | 0.61728 |  | 32.4074
| 14th Flight | Main bar | 2 | 12 | 16 | 3.09 | 0.88889 |  |  | 87.8933
|  | Distribution bar | 2 | 10 | 16 | 1.75 | 0.61728 |  | 34.5679
| 15th Flight | Main bar | 2 | 12 | 16 | 6.88 | 0.88889 |  |  | 195.6978
|  | Distribution bar | 2 | 10 | 35 | 1.75 | 0.61728 |  | 75.6173
|  | extraa bar | 2 | 12 | 16 | 1.4 | 0.88889 |  |  | 39.8222
|  | Chair | 1 | 12 | 35 | 0.75 | 0.88889 |  |  | 23.3333
6 | Fifth floor to sixth floor column | [5 empty] | 0
| C1/C7/C58/C62/C70 | Verticals | 5 | 16 | 4 | 3.3 | 1.5802 |  |  |  | 104.2963
|  | Verticals | 5 | 12 | 8 | 3.3 | 0.88889 |  |  | 117.3333
|  | Overlaps | 5 | 16 | 4 | 0.8 | 1.5802 |  |  |  | 25.284
|  | Overlaps | 5 | 12 | 8 | 0.6 | 0.88889 |  |  | 21.3333
|  | Rings | 5 | 8 | 26 | 1.64 | 0.39506 | 84.2272
|  | Rings | 5 | 8 | 26 | 1.255 | 0.39506 | 64.4543
|  | Rings | 5 | 8 | 26 | 0.38 | 0.39506 | 19.516
|  | Rings | 5 | 8 | 26 | 0.68 | 0.39506 | 34.9235
| C2/C9/C10/C11/C18/C19/C69 | Verticals | 7 | 16 | 4 | 3.3 | 1.5802 |  |  |  | 146.0148
|  | Verticals | 7 | 12 | 8 | 3.3 | 0.88889 |  |  | 164.2667
|  | Overlaps | 7 | 16 | 4 | 0.8 | 1.5802 |  |  |  | 35.3975
|  | Overlaps | 7 | 12 | 8 | 0.6 | 0.88889 |  |  | 29.8667
|  | Rings | 7 | 8 | 26 | 1.64 | 0.39506 | 117.918
|  | Rings | 7 | 8 | 26 | 1.255 | 0.39506 | 90.236
|  | Rings | 7 | 8 | 26 | 0.38 | 0.39506 | 27.3225
|  | Rings | 7 | 8 | 26 | 0.68 | 0.39506 | 48.8928
| C3/C6 | Verticals | 2 | 16 | 8 | 3.3 | 1.5802 |  |  |  | 83.437
|  | Verticals | 2 | 12 | 4 | 3.3 | 0.88889 |  |  | 23.4667
|  | Overlaps | 2 | 16 | 8 | 0.8 | 1.5802 |  |  |  | 20.2272
|  | Overlaps | 2 | 12 | 4 | 0.6 | 0.88889 |  |  | 4.2667
|  | Rings | 2 | 8 | 26 | 1.64 | 0.39506 | 33.6909
|  | Rings | 2 | 8 | 26 | 1.255 | 0.39506 | 25.7817
|  | Rings | 2 | 8 | 26 | 0.68 | 0.39506 | 13.9694
|  | Rings | 2 | 8 | 26 | 0.38 | 0.39506 | 7.8064
| C4/C5/C8/C12/C13/C14/C15/C16/C17/C28/C29/C32/C33/C34/C35/C38/C39/C42/C43/C49/C53/C54/C55/C61/C66/C67/C68 | Verticals | 27 | 16 | 4 | 3.3 | 1.5802 |  |  |  | 563.2
|  | Verticals | 27 | 12 | 8 | 3.3 | 0.88889 |  |  | 633.6
|  | Overlaps | 27 | 12 | 8 | 0.6 | 0.88889 |  |  | 115.2
|  | Overlaps | 27 | 16 | 4 | 0.8 | 1.5802 |  |  |  | 136.5333
|  | Rings | 27 | 8 | 24 | 1.64 | 0.39506 | 419.84
|  | Rings | 27 | 8 | 26 | 1.255 | 0.39506 | 348.0533
|  | Rings | 27 | 8 | 26 | 0.68 | 0.39506 | 188.5867
|  | Rings | 27 | 8 | 26 | 0.38 | 0.39506 | 105.3867
| C20/C27 | Verticals | 2 | 16 | 4 | 3.3 | 1.5802 |  |  |  | 41.7185
|  | Verticals | 2 | 12 | 8 | 3.3 | 0.88889 |  |  | 46.9333
|  | Overlaps | 2 | 16 | 4 | 0.8 | 1.5802 |  |  |  | 10.1136
|  | Overlaps | 2 | 12 | 8 | 0.6 | 0.88889 |  |  | 8.5333
|  | Rings | 2 | 8 | 26 | 1.64 | 0.39506 | 33.6909
|  | Rings | 2 | 8 | 26 | 1.255 | 0.39506 | 25.7817
|  | Rings | 2 | 8 | 26 | 0.68 | 0.39506 | 13.9694
|  | Rings | 2 | 8 | 26 | 0.38 | 0.39506 | 7.8064
| C21/C26/C48 | Verticals | 3 | 16 | 4 | 3.3 | 1.5802 |  |  |  | 62.5778
|  | Verticals | 3 | 12 | 8 | 3.3 | 0.88889 |  |  | 70.4
|  | Overlaps | 3 | 16 | 4 | 0.8 | 1.5802 |  |  |  | 15.1704
|  | Overlaps | 3 | 12 | 8 | 0.6 | 0.88889 |  |  | 12.8
|  | Rings | 3 | 8 | 26 | 1.64 | 0.39506 | 50.5363
|  | Rings | 3 | 8 | 26 | 1.255 | 0.39506 | 38.6726
|  | Rings | 3 | 8 | 26 | 0.68 | 0.39506 | 20.9541
|  | Rings | 3 | 8 | 26 | 0.38 | 0.39506 | 11.7096
| C22/C25/C44/C47 | Verticals | 4 | 16 | 6 | 3.3 | 1.5802 |  |  |  | 125.1556
|  | Verticals | 4 | 12 | 4 | 3.3 | 0.88889 |  |  | 46.9333
|  | Overlaps | 4 | 16 | 6 | 0.8 | 1.5802 |  |  |  | 30.3407
|  | Overlaps | 4 | 12 | 4 | 0.6 | 0.88889 |  |  | 8.5333
|  | Rings | 4 | 8 | 26 | 1.34 | 0.39506 | 55.0558
|  | Rings | 4 | 8 | 26 | 1.34 | 0.39506 | 55.0558
| C23/C24/C30/C31/C36/C37/C45/C46 | Verticals | 8 | 16 | 4 | 3.3 | 1.5802 |  |  |  | 166.8741
|  | Verticals | 8 | 12 | 6 | 3.3 | 0.88889 |  |  | 140.8
|  | Overlaps | 8 | 16 | 4 | 0.8 | 1.5802 |  |  |  | 40.4543
|  | Overlaps | 8 | 12 | 6 | 0.6 | 0.88889 |  |  | 25.6
|  | Rings | 8 | 8 | 26 | 1.34 | 0.39506 | 110.1116
|  | Rings | 8 | 8 | 26 | 1.01 | 0.39506 | 82.9946
|  | Rings | 8 | 8 | 26 | 0.53 | 0.39506 | 43.5516
| C40/C41 | Verticals | 2 | 16 | 12 | 3.3 | 1.5802 |  |  |  | 125.1556
|  | Overlaps | 2 | 16 | 12 | 0.8 | 1.5802 |  |  |  | 30.3407
|  | Rings | 2 | 8 | 26 | 1.64 | 0.39506 | 33.6909
|  | Rings | 2 | 8 | 26 | 1.255 | 0.39506 | 25.7817
|  | Rings | 2 | 8 | 26 | 0.68 | 0.39506 | 13.9694
|  | Rings | 2 | 8 | 26 | 0.38 | 0.39506 | 7.8064
| C50/C51 | Verticals | 2 | 16 | 12 | 3.3 | 1.5802 |  |  |  | 125.1556
|  | Overlaps | 2 | 16 | 12 | 0.8 | 1.5802 |  |  |  | 30.3407
|  | Rings | 2 | 8 | 26 | 1.64 | 0.39506 | 33.6909
|  | Rings | 2 | 8 | 26 | 1.255 | 0.39506 | 25.7817
|  | Rings | 2 | 8 | 26 | 0.38 | 0.39506 | 7.8064
|  | Rings | 2 | 8 | 26 | 0.68 | 0.39506 | 13.9694
| C52/C65 | Verticals | 2 | 16 | 8 | 3.3 | 1.5802 |  |  |  | 83.437
|  | Verticals | 2 | 20 | 4 | 3.3 | 2.4691 |  |  |  |  | 65.1852
|  | Overlaps | 2 | 16 | 8 | 0.8 | 1.5802 |  |  |  | 20.2272
|  | Overlaps | 2 | 20 | 4 | 1 | 2.4691 |  |  |  |  | 19.7531
|  | Rings | 2 | 8 | 26 | 1.64 | 0.39506 | 33.6909
|  | Rings | 2 | 8 | 26 | 1.255 | 0.39506 | 25.7817
|  | Rings | 2 | 8 | 26 | 0.38 | 0.39506 | 7.8064
|  | Rings | 2 | 8 | 26 | 0.68 | 0.39506 | 13.9694
| C56 | Verticals | 1 | 16 | 4 | 3.3 | 1.5802 |  |  |  | 20.8593
|  | Verticals | 1 | 12 | 8 | 3.3 | 0.88889 |  |  | 23.4667
|  | Overlaps | 1 | 16 | 4 | 0.8 | 1.5802 |  |  |  | 5.0568
|  | Overlaps | 1 | 12 | 8 | 0.6 | 0.88889 |  |  | 4.2667
|  | Rings | 1 | 8 | 26 | 1.64 | 0.39506 | 16.8454
|  | Rings | 1 | 8 | 26 | 1.255 | 0.39506 | 12.8909
|  | Rings | 1 | 8 | 26 | 0.68 | 0.39506 | 6.9847
|  | Rings | 1 | 8 | 26 | 0.38 | 0.39506 | 3.9032
| C57 | Verticals | 1 | 12 | 8 | 3.3 | 0.88889 |  |  | 23.4667
|  | Verticals | 1 | 16 | 4 | 3.3 | 1.5802 |  |  |  | 20.8593
|  | Overlaps | 1 | 16 | 4 | 0.8 | 1.5802 |  |  |  | 5.0568
|  | Overlaps | 1 | 12 | 8 | 0.6 | 0.88889 |  |  | 4.2667
|  | Rings | 1 | 8 | 24 | 1.64 | 0.39506 | 15.5496
|  | Rings | 1 | 8 | 26 | 1.25 | 0.39506 | 12.8395
|  | Rings | 1 | 8 | 26 | 0.68 | 0.39506 | 6.9847
|  | Rings | 1 | 8 | 26 | 0.38 | 0.39506 | 3.9032
| C59/C64 | Verticals | 2 | 16 | 4 | 3.3 | 1.5802 |  |  |  | 41.7185
|  | Verticals | 2 | 12 | 6 | 3.3 | 0.88889 |  |  | 35.2
|  | Overlaps | 2 | 16 | 4 | 0.8 | 1.5802 |  |  |  | 10.1136
|  | Overlaps | 2 | 12 | 6 | 0.6 | 0.88889 |  |  | 6.4
|  | Rings | 2 | 8 | 26 | 1.5 | 0.39506 | 30.8148
|  | Rings | 2 | 8 | 26 | 1.06 | 0.39506 | 21.7758
|  | Rings | 2 | 8 | 26 | 0.31 | 0.39506 | 6.3684
| C60 | Verticals | 1 | 16 | 4 | 3.3 | 1.5802 |  |  |  | 20.8593
|  | Verticals | 1 | 12 | 6 | 3.3 | 0.88889 |  |  | 17.6
|  | Overlaps | 1 | 12 | 6 | 0.6 | 0.88889 |  |  | 3.2
|  | Overlaps | 1 | 16 | 4 | 0.8 | 1.5802 |  |  |  | 5.0568
|  | Rings | 1 | 8 | 26 | 1.5 | 0.39506 | 15.4074
|  | Rings | 1 | 8 | 26 | 1.06 | 0.39506 | 10.8879
|  | Rings | 1 | 8 | 26 | 0.31 | 0.39506 | 3.1842
| C63 | Verticals | 1 | 16 | 6 | 3.3 | 1.5802 |  |  |  | 31.2889
|  | Verticals | 1 | 12 | 6 | 3.3 | 0.88889 |  |  | 17.6
|  | Overlaps | 1 | 16 | 6 | 0.8 | 1.5802 |  |  |  | 7.5852
|  | Overlaps | 1 | 12 | 6 | 0.6 | 0.88889 |  |  | 3.2
|  | Rings | 1 | 8 | 26 | 1.5 | 0.39506 | 15.4074
|  | Rings | 1 | 8 | 26 | 1.06 | 0.39506 | 10.8879
|  | Rings | 1 | 8 | 26 | 0.31 | 0.39506 | 3.1842
| CB2/CB3/CB6/CB9/CB11/CB12 | Verticals | 6 | 12 | 6 | 3.3 | 0.88889 |  |  | 105.6
|  | Verticals | 6 | 16 | 4 | 3.3 | 1.5802 |  |  |  | 125.1556
|  | Overlaps | 6 | 12 | 6 | 0.8 | 0.88889 |  |  | 25.6
|  | Overlaps | 6 | 16 | 4 | 0.8 | 1.5802 |  |  |  | 30.3407
|  | Rings | 6 | 8 | 26 | 1.34 | 0.39506 | 82.5837
|  | Rings | 6 | 8 | 26 | 1.01 | 0.39506 | 62.2459
|  | Rings | 6 | 8 | 26 | 0.53 | 0.39506 | 32.6637
| CB5/CB8 | Verticals | 2 | 16 | 4 | 3.3 | 1.5802 |  |  |  | 41.7185
|  | Verticals | 2 | 12 | 6 | 3.3 | 0.88889 |  |  | 35.2
|  | Overlaps | 2 | 16 | 4 | 0.8 | 1.5802 |  |  |  | 10.1136
|  | Overlaps | 2 | 12 | 6 | 0.6 | 0.88889 |  |  | 6.4
|  | Rings | 2 | 8 | 26 | 1.34 | 0.39506 | 27.5279
|  | Rings | 2 | 8 | 26 | 1.01 | 0.39506 | 20.7486
|  | Rings | 2 | 8 | 26 | 0.53 | 0.39506 | 10.8879
7 | Fifth floor roof beam detail | [5 empty] | 0
| B1/B20 | Top bar | 2 | 12 | 3 | 5.84 | 0.88889 |  |  | 31.1467
|  | Bottom bar | 2 | 12 | 3 | 5.84 | 0.88889 |  |  | 31.1467
|  | Top extraa | 2 | 16 | 2 | 2.06 | 1.5802 |  |  |  | 13.0212
|  | Top extraa | 2 | 16 | 2 | 2.36 | 1.5802 |  |  |  | 14.9175
|  | Bottom extraa | 2 | 12 | 1 | 3.42 | 0.88889 |  |  | 6.08
|  | Rings | 2 | 8 | 33 | 1.46 | 0.39506 | 38.0681
|  | Spacer | 2 | 20 | 6 | 0.25 | 2.4691 |  |  |  |  | 7.4074
| B2 | Top bar | 1 | 16 | 3 | 17.34 | 1.5802 |  |  |  | 82.2044
|  | Bottom bar | 1 | 16 | 3 | 17.34 | 1.5802 |  |  |  | 82.2044
|  | Top extraa | 1 | 20 | 4 | 2.56 | 2.4691 |  |  |  |  | 25.284
|  | top extraa | 1 | 20 | 2 | 7.5 | 2.4691 |  |  |  |  | 37.037
|  | Bottom extraa | 1 | 16 | 4 | 4.66 | 1.5802 |  |  |  | 29.4558
|  | rings | 1 | 8 | 106 | 1.46 | 0.39506 | 61.1398
|  | Spacer | 1 | 20 | 11 | 0.25 | 2.4691 |  |  |  |  | 6.7901
| B3 | Top bar | 1 | 16 | 3 | 7.855 | 1.5802 |  |  |  | 37.2385
|  | Bottom bar | 1 | 16 | 3 | 7.855 | 1.5802 |  |  |  | 37.2385
|  | Top extraa | 1 | 16 | 2 | 4.275 | 1.5802 |  |  |  | 13.5111
|  | Top extraa | 1 | 16 | 2 | 2.26 | 1.5802 |  |  |  | 7.1427
|  | Bottom extraa | 1 | 12 | 2 | 3.22 | 0.88889 |  |  | 5.7244
|  | Rings | 1 | 8 | 46 | 1.46 | 0.39506 | 26.5323
|  | Spacer | 1 | 20 | 6 | 0.25 | 2.4691 |  |  |  |  | 3.7037
| B4/B17 | Top bar | 3 | 20 | 3 | 10.675 | 2.4691 |  |  |  |  | 237.2222
|  | Bottom bar | 3 | 20 | 3 | 10.675 | 2.4691 |  |  |  |  | 237.2222
|  | Top extraa | 3 | 20 | 2 | 3.73 | 2.4691 |  |  |  |  | 55.2593
|  | Top extraa | 3 | 20 | 2 | 4.925 | 2.4691 |  |  |  |  | 72.963
|  | Bottom extraa | 3 | 16 | 2 | 5.74 | 1.5802 |  |  |  | 54.4237
|  | Rings | 3 | 8 | 62 | 1.46 | 0.39506 | 107.283
|  | Spacer | 3 | 20 | 6 | 0.25 | 2.4691 |  |  |  |  | 11.1111
| B5 | Top bar | 1 | 16 | 3 | 7.84 | 1.5802 |  |  |  | 37.1674
|  | Bottom bar | 1 | 16 | 3 | 7.84 | 1.5802 |  |  |  | 37.1674
|  | Top extraa | 1 | 16 | 2 | 4.16 | 1.5802 |  |  |  | 13.1477
|  | Top extraa | 1 | 16 | 2 | 2.16 | 1.5802 |  |  |  | 6.8267
|  | Bottom extraa | 1 | 12 | 2 | 3.72 | 0.88889 |  |  | 6.6133
|  | Rings | 1 | 8 | 49 | 1.46 | 0.39506 | 28.2627
|  | Spacer | 1 | 20 | 6 | 0.25 | 2.4691 |  |  |  |  | 3.7037
| B6 | Top bar | 1 | 16 | 3 | 27.88 | 1.5802 |  |  |  | 132.1719
|  | Bottom bar | 1 | 16 | 3 | 27.88 | 1.5802 |  |  |  | 132.1719
|  | Top extraa | 1 | 12 | 2 | 5.232 | 0.88889 |  |  | 9.3013
|  | Top extraa | 1 | 16 | 2 | 6.05 | 1.5802 |  |  |  | 19.121
|  | Top extraa | 1 | 20 | 2 | 7.5 | 2.4691 |  |  |  |  | 37.037
|  | Top extraa | 1 | 20 | 2 | 2.56 | 2.4691 |  |  |  |  | 12.642
|  | Bottom extraa | 1 | 12 | 2 | 3.47 | 0.88889 |  |  | 6.1689
|  | Bottom extraa | 1 | 12 | 2 | 4.66 | 0.88889 |  |  | 8.2844
|  | Bottom extraa | 1 | 16 | 2 | 4.66 | 1.5802 |  |  |  | 14.7279
|  | Rings | 1 | 8 | 177 | 1.46 | 0.39506 | 102.0919
|  | Spacer | 1 | 20 | 16 | 0.25 | 2.4691 |  |  |  |  | 9.8765
| B7 | Top bar | 1 | 20 | 2 | 34.83 | 2.4691 |  |  |  |  | 172
|  | Top bar | 1 | 16 | 1 | 34.23 | 1.5802 |  |  |  | 54.0919
|  | Top bar | 1 | 16 | 6 | 6.2 | 1.5802 |  |  |  | 58.7852
|  | Bottom bar | 1 | 20 | 4 | 6.565 | 2.4691 |  |  |  |  | 64.8395
|  | Bottom bar | 1 | 16 | 2 | 6.565 | 1.5802 |  |  |  | 20.7486
|  | Bottom bar | 1 | 20 | 2 | 17.44 | 2.4691 |  |  |  |  | 86.1235
|  | Top extraa | 1 | 16 | 2 | 2.46 | 1.5802 |  |  |  | 7.7748
|  | Top extraa | 1 | 16 | 2 | 6.2 | 1.5802 |  |  |  | 19.5951
|  | Top extraa | 1 | 16 | 1 | 7.4 | 1.5802 |  |  |  | 11.6938
|  | Top extraa | 1 | 16 | 1 | 6.55 | 1.5802 |  |  |  | 10.3506
|  | Top extraa | 1 | 16 | 2 | 6.25 | 1.5802 |  |  |  | 19.7531
|  | Top extraa | 1 | 16 | 2 | 2.51 | 1.5802 |  |  |  | 7.9328
|  | Bottom extraa | 1 | 16 | 2 | 4.56 | 1.5802 |  |  |  | 14.4119
|  | Face bar | 1 | 12 | 2 | 16.52 | 0.88889 |  |  | 29.3689
|  | Rings | 1 | 8 | 70 | 1.46 | 0.39506 | 40.3753
|  | Rings | 1 | 8 | 30 | 0.86 | 0.39506 | 10.1926
|  | Rings | 1 | 8 | 95 | 2.22 | 0.39506 | 83.3185
|  | Spacer | 1 | 20 | 17 | 0.25 | 2.4691 |  |  |  |  | 10.4938
| B8 | Top bar | 4 | 16 | 2 | 6.595 | 1.5802 |  |  |  | 83.3738
|  | Bottom bar | 4 | 16 | 2 | 6.595 | 1.5802 |  |  |  | 83.3738
|  | Bottom extraa | 4 | 16 | 1 | 4.245 | 1.5802 |  |  |  | 26.8326
|  | Rings | 4 | 8 | 38 | 1.32 | 0.39506 | 79.2652
| B9/B10 | Top bar | 4 | 16 | 3 | 9.165 | 1.5802 |  |  |  | 173.7956
|  | Bottom bar | 4 | 16 | 3 | 6.565 | 1.5802 |  |  |  | 124.4919
|  | Bottom bar | 4 | 16 | 2 |  | 1.5802 |  |  |  | 0
|  | Top bar | 4 | 16 | 2 | 3.41 | 1.5802 |  |  |  | 43.1091
|  | Top extraa | 4 | 16 | 2 | 2.51 | 1.5802 |  |  |  | 31.7314
|  | Top extraa | 4 | 16 | 2 | 4.45 | 1.5802 |  |  |  | 56.2568
|  | Bottom extraa | 4 | 12 | 2 | 3.795 | 0.88889 |  |  | 26.9867
|  | Rings | 4 | 8 | 35 | 1.46 | 0.39506 | 80.7506
|  | Rings | 4 | 8 | 15 | 0.86 | 0.39506 | 20.3852
|  | Spacer | 4 | 20 | 6 | 0.25 | 2.4691 |  |  |  |  | 14.8148
| B11 | Top bar | 1 | 16 | 2 | 5.58 | 1.5802 |  |  |  | 17.6356
|  | Bottm bar | 1 | 16 | 2 | 5.58 | 1.5802 |  |  |  | 17.6356
|  | Top extraa | 1 | 16 | 4 | 2.06 | 1.5802 |  |  |  | 13.0212
|  | Bottom extraa | 1 | 16 | 1 | 3.46 | 1.5802 |  |  |  | 5.4677
|  | Rings | 1 | 8 | 33 | 1.32 | 0.39506 | 17.2089
| B12 | Top bar | 1 | 20 | 2 | 43.805 | 2.4691 |  |  |  |  | 216.321
|  | Top bar | 1 | 16 | 1 | 43.805 | 1.5802 |  |  |  | 69.2227
|  | Top bar | 1 | 16 | 6 | 6.2 | 1.5802 |  |  |  | 58.7852
|  | Bottom bar | 1 | 20 | 2 | 6.565 | 2.4691 |  |  |  |  | 32.4198
|  | Bottom bar | 1 | 16 | 1 | 6.565 | 1.5802 |  |  |  | 10.3743
|  | Bottom bar | 1 | 20 | 2 | 17.44 | 2.4691 |  |  |  |  | 86.1235
|  | Bottom bar | 1 | 20 | 2 | 15.541 | 2.4691 |  |  |  |  | 76.7457
|  | Bottom bar | 1 | 16 | 1 | 15.541 | 1.5802 |  |  |  | 24.5586
|  | Top extraa | 1 | 16 | 2 | 2.46 | 1.5802 |  |  |  | 7.7748
|  | Top extraa | 1 | 16 | 2 | 6.2 | 1.5802 |  |  |  | 19.5951
|  | Top extraa | 1 | 16 | 1 | 7.4 | 1.5802 |  |  |  | 11.6938
|  | Top extraa | 1 | 16 | 2 | 6.25 | 1.5802 |  |  |  | 19.7531
|  | Top extraa | 1 | 16 | 2 | 6.515 | 1.5802 |  |  |  | 20.5906
|  | Top extraa | 1 | 16 | 2 | 2.75 | 1.5802 |  |  |  | 8.6914
|  | Bottom extraa | 1 | 16 | 2 | 4.56 | 1.5802 |  |  |  | 14.4119
|  | Face bar | 1 | 12 | 2 | 16.52 | 0.88889 |  |  | 29.3689
|  | Rings | 1 | 8 | 96 | 1.46 | 0.39506 | 55.3719
|  | Rings | 1 | 8 | 30 | 0.86 | 0.39506 | 10.1926
|  | Rings | 1 | 8 | 26 | 1.32 | 0.39506 | 13.5585
|  | Rings | 1 | 8 | 95 | 2.22 | 0.39506 | 83.3185
|  | Spacer | 1 | 20 | 15 | 0.25 | 2.4691 |  |  |  |  | 9.2593
| B13 | Top bar | 1 | 16 | 3 | 34.575 | 1.5802 |  |  |  | 163.9111
|  | Bottom bar | 1 | 16 | 3 | 34.575 | 1.5802 |  |  |  | 163.9111
|  | Top extraa | 1 | 16 | 2 | 2.56 | 1.5802 |  |  |  | 8.0909
|  | top extraa | 1 | 16 | 2 | 7.5 | 1.5802 |  |  |  | 23.7037
|  | Top extraa | 1 | 16 | 2 | 6.15 | 1.5802 |  |  |  | 19.437
|  | Top extraa | 1 | 16 | 2 | 6.167 | 1.5802 |  |  |  | 19.4908
|  | Bottom extraa | 1 | 12 | 4 | 4.66 | 0.88889 |  |  | 16.5689
|  | Bottom extraa | 1 | 12 | 2 | 3.32 | 0.88889 |  |  | 5.9022
|  | Bottom extraa | 1 | 12 | 2 | 3.6 | 0.88889 |  |  | 6.4
|  | Rings | 1 | 8 | 206 | 1.46 | 0.39506 | 118.8188
|  | Spacer | 1 | 20 | 19 | 0.25 | 2.4691 |  |  |  |  | 11.7284
| B14 | Top bar | 1 | 16 | 2 | 6.225 | 1.5802 |  |  |  | 19.6741
|  | Bottom bar | 1 | 16 | 2 | 6.225 | 1.5802 |  |  |  | 19.6741
|  | Rings | 1 | 8 | 38 | 1.32 | 0.39506 | 19.8163
| B15 | Top bar | 1 | 12 | 2 | 3.395 | 0.88889 |  |  | 6.0356
|  | Bottom bar | 1 | 12 | 2 | 3.395 | 0.88889 |  |  | 6.0356
|  | Rings | 1 | 8 | 22 | 1.32 | 0.39506 | 11.4726
| B16 | Top bar | 1 | 16 | 2 | 4.01 | 1.5802 |  |  |  | 12.6736
|  | Bottom bar | 1 | 16 | 2 | 4.01 | 1.5802 |  |  |  | 12.6736
|  | Rings | 1 | 8 | 25 | 1.46 | 0.39506 | 14.4198
| B18 | Top bar | 1 | 16 | 3 | 17.34 | 1.5802 |  |  |  | 82.2044
|  | Bottom bar | 1 | 16 | 3 | 17.34 | 1.5802 |  |  |  | 82.2044
|  | Top extraa | 1 | 20 | 2 | 3.5 | 2.4691 |  |  |  |  | 17.284
|  | Top extraa | 1 | 16 | 3 | 7.5 | 1.5802 |  |  |  | 35.5556
|  | Top extraa | 1 | 20 | 2 | 2.56 | 2.4691 |  |  |  |  | 12.642
|  | Bottom extraa | 1 | 16 | 4 | 4.66 | 1.5802 |  |  |  | 29.4558
|  | Rings | 1 | 8 | 106 | 1.46 | 0.39506 | 61.1398
|  | Spacer | 1 | 20 | 11 | 0.25 | 2.4691 |  |  |  |  | 6.7901
| B18/B20/B21/B22 | Top bar | 4 | 16 | 3 | 3.22 | 1.5802 |  |  |  | 61.0607
|  | Bottom bar | 4 | 16 | 3 | 3.22 | 1.5802 |  |  |  | 61.0607
|  | Rings | 4 | 8 | 15 | 1.46 | 0.39506 | 34.6074
| B22 | Top bar | 1 | 16 | 3 | 5.84 | 1.5802 |  |  |  | 27.6859
|  | Bottom bar | 1 | 16 | 3 | 5.84 | 1.5802 |  |  |  | 27.6859
|  | Top extraa | 1 | 16 | 4 | 2.36 | 1.5802 |  |  |  | 14.9175
|  | Bottom extraa | 1 | 16 | 2 | 3.42 | 1.5802 |  |  |  | 10.8089
|  | Rings | 1 | 8 | 33 | 1.46 | 0.39506 | 19.0341
|  | Spacer | 1 | 20 | 6 | 0.25 | 2.4691 |  |  |  |  | 3.7037
| B24 | Top bar | 1 | 16 | 3 | 17.34 | 1.5802 |  |  |  | 82.2044
|  | Bottom bar | 1 | 16 | 3 | 17.34 | 1.5802 |  |  |  | 82.2044
|  | Top extraa | 1 | 20 | 4 | 2.56 | 2.4691 |  |  |  |  | 25.284
|  | Top extraa | 1 | 20 | 2 | 7.5 | 2.4691 |  |  |  |  | 37.037
|  | bottom extraa | 1 | 16 | 4 | 4.66 | 1.5802 |  |  |  | 29.4558
|  | Rings | 1 | 8 | 106 | 1.46 | 0.39506 | 61.1398
|  | Spacer | 1 | 20 | 11 | 0.25 | 2.4691 |  |  |  |  | 6.7901
| B25 | Top bar | 1 | 16 | 2 | 8.565 | 1.5802 |  |  |  | 27.0696
|  | Bottom bar | 1 | 16 | 2 | 8.565 | 1.5802 |  |  |  | 27.0696
|  | Top extraa | 1 | 20 | 1 | 5.19 | 2.4691 |  |  |  |  | 12.8148
|  | Top extraa | 1 | 20 | 1 | 2.01 | 2.4691 |  |  |  |  | 4.963
|  | Bottom extraa | 1 | 16 | 1 | 3.431 | 1.5802 |  |  |  | 5.4218
|  | Rings | 1 | 8 | 59 | 1.32 | 0.39506 | 30.7674
| B26 | Top bar | 1 | 20 | 3 | 10.675 | 2.4691 |  |  |  |  | 79.0741
|  | Bottom bar | 1 | 20 | 3 | 10.675 | 2.4691 |  |  |  |  | 79.0741
|  | Top extraa | 1 | 20 | 2 | 4.895 | 2.4691 |  |  |  |  | 24.1728
|  | Top extraa | 1 | 20 | 2 | 4.07 | 2.4691 |  |  |  |  | 20.0988
|  | Bottom extraa | 1 | 16 | 2 | 3.762 | 1.5802 |  |  |  | 11.8898
|  | Rings | 1 | 8 | 66 | 1.46 | 0.39506 | 38.0681
|  | Spacer | 1 | 20 | 6 | 0.25 | 2.4691 |  |  |  |  | 3.7037
| B27 | Top bar | 1 | 16 | 2 | 8.5 | 1.5802 |  |  |  | 26.8642
|  | Bottom bar | 1 | 16 | 2 | 8.5 | 1.5802 |  |  |  | 26.8642
|  | Top extraa | 1 | 20 | 1 | 1.9 | 2.4691 |  |  |  |  | 4.6914
|  | Top extraa | 1 | 20 | 1 | 5.23 | 2.4691 |  |  |  |  | 12.9136
|  | Bottom extraa | 1 | 16 | 1 | 3.1 | 1.5802 |  |  |  | 4.8988
|  | Rings | 1 | 8 | 57 | 1.46 | 0.39506 | 32.877
| B28/B30 | Top bar | 2 | 16 | 3 | 12.52 | 1.5802 |  |  |  | 118.7081
|  | Bottom bar | 2 | 16 | 3 | 12.52 | 1.5802 |  |  |  | 118.7081
|  | Top extraa | 2 | 20 | 4 | 5.09 | 2.4691 |  |  |  |  | 100.5432
|  | Bottom extraa | 2 | 16 | 2 | 5.14 | 1.5802 |  |  |  | 32.4899
|  | Rings | 2 | 8 | 84 | 1.46 | 0.39506 | 96.9007
| B29 | Top bar | 1 | 16 | 3 | 36.32 | 1.5802 |  |  |  | 172.1837
|  | Bottom bar | 1 | 16 | 3 | 36.32 | 1.5802 |  |  |  | 172.1837
|  | Top extraa | 1 | 16 | 2 | 4.88 | 1.5802 |  |  |  | 15.4232
|  | Top extraaa | 1 | 20 | 2 | 6 | 2.4691 |  |  |  |  | 29.6296
|  | Top extraa | 1 | 20 | 2 | 7.5 | 2.4691 |  |  |  |  | 37.037
|  | Top extraa | 1 | 20 | 2 | 2.56 | 2.4691 |  |  |  |  | 12.642
|  | Bottom extraa | 1 | 16 | 2 | 3.42 | 1.5802 |  |  |  | 10.8089
|  | Bottom extraa | 1 | 16 | 2 | 4.66 | 1.5802 |  |  |  | 14.7279
|  | Bottom extraa | 1 | 16 | 2 | 4.66 | 1.5802 |  |  |  | 14.7279
|  | Rings | 1 | 8 | 224 | 1.46 | 0.39506 | 129.201
|  | Spacer | 1 | 20 | 16 | 0.25 | 2.4691 |  |  |  |  | 9.8765
| B31 | Top bar | 1 | 20 | 2 | 34.825 | 2.4691 |  |  |  |  | 171.9753
|  | Top bar | 1 | 16 | 1 | 34.225 | 1.5802 |  |  |  | 54.084
|  | Top bar | 1 | 16 | 6 | 6.2 | 1.5802 |  |  |  | 58.7852
|  | Bottom bar | 1 | 20 | 4 | 6.565 | 2.4691 |  |  |  |  | 64.8395
|  | Bottom bar | 1 | 16 | 2 | 6.565 | 1.5802 |  |  |  | 20.7486
|  | Bottom bar | 1 | 20 | 2 | 17.44 | 2.4691 |  |  |  |  | 86.1235
|  | Top extraa | 1 | 16 | 2 | 2.51 | 1.5802 |  |  |  | 7.9328
|  | Top extraa | 1 | 16 | 3 | 6.25 | 1.5802 |  |  |  | 29.6296
|  | Top extraa | 1 | 16 | 1 | 7.4 | 1.5802 |  |  |  | 11.6938
|  | Top extraa | 1 | 16 | 2 | 2.46 | 1.5802 |  |  |  | 7.7748
|  | Bottom extraa | 1 | 16 | 2 | 4.56 | 1.5802 |  |  |  | 14.4119
|  | Face bar | 1 | 12 | 2 | 16.52 | 0.88889 |  |  | 29.3689
|  | Rings | 1 | 8 | 30 | 0.86 | 0.39506 | 10.1926
|  | Rings | 1 | 8 | 106 | 2.22 | 0.39506 | 92.9659
|  | Rings | 1 | 8 | 70 | 1.46 | 0.39506 | 40.3753
|  | Spacer | 1 | 20 | 10 | 0.25 | 2.4691 |  |  |  |  | 6.1728
| B32/B33 Nos | Top bar | 4 | 16 | 2 | 6.595 | 1.5802 |  |  |  | 83.3738
|  | Bottom bar | 4 | 16 | 2 | 6.595 | 1.5802 |  |  |  | 83.3738
|  | Bottom extraa | 4 | 20 | 1 | 4.245 | 2.4691 |  |  |  |  | 41.9259
|  | Rings | 4 | 8 | 38 | 1.32 | 0.39506 | 79.2652
| B34/B35 4Nos | Top bar | 4 | 16 | 3 | 8.465 | 1.5802 |  |  |  | 160.5215
|  | Bottom bar | 4 | 16 | 3 | 6.565 | 1.5802 |  |  |  | 124.4919
|  | Top extraa | 4 | 16 | 2 | 2.51 | 1.5802 |  |  |  | 31.7314
|  | Top extraa | 4 | 16 | 2 | 4.45 | 1.5802 |  |  |  | 56.2568
|  | Bottom extraa | 4 | 12 | 2 | 3.795 | 0.88889 |  |  | 26.9867
|  | Rings | 4 | 8 | 35 | 1.46 | 0.39506 | 80.7506
|  | Rings | 4 | 8 | 15 | 0.86 | 0.39506 | 20.3852
|  | Spacer | 4 | 20 | 6 | 0.25 | 2.4691 |  |  |  |  | 14.8148
| B36 | Top bar | 1 | 20 | 2 | 34.825 | 2.4691 |  |  |  |  | 171.9753
|  | Top bar | 1 | 16 | 1 | 34.225 | 1.5802 |  |  |  | 54.084
|  | Top bar | 1 | 16 | 6 | 6.2 | 1.5802 |  |  |  | 58.7852
|  | Bottom bar | 1 | 20 | 4 | 6.565 | 2.4691 |  |  |  |  | 64.8395
|  | Bottom bar | 1 | 16 | 2 | 6.565 | 1.5802 |  |  |  | 20.7486
|  | Bottom bar | 1 | 20 | 2 | 17.44 | 2.4691 |  |  |  |  | 86.1235
|  | Top extraa | 1 | 16 | 2 | 2.51 | 1.5802 |  |  |  | 7.9328
|  | Top extraa | 1 | 16 | 4 | 6.25 | 1.5802 |  |  |  | 39.5062
|  | Top extraa | 1 | 16 | 1 | 7.4 | 1.5802 |  |  |  | 11.6938
|  | Top extraa | 1 | 16 | 2 | 2.46 | 1.5802 |  |  |  | 7.7748
|  | Bottom extraa | 1 | 12 | 2 | 4.56 | 0.88889 |  |  | 8.1067
|  | Face bar | 1 | 12 | 2 | 16.52 | 0.88889 |  |  | 29.3689
|  | Rings | 1 | 8 | 30 | 0.86 | 0.39506 | 10.1926
|  | Rings | 1 | 8 | 106 | 2.22 | 0.39506 | 92.9659
|  | Rings | 1 | 8 | 70 | 1.46 | 0.39506 | 40.3753
|  | Spacer | 1 | 20 | 10 | 0.25 | 2.4691 |  |  |  |  | 6.1728
| B37 | Top bar | 1 | 16 | 3 | 30.175 | 1.5802 |  |  |  | 143.0519
|  | Bottom bar | 1 | 16 | 3 | 30.175 | 1.5802 |  |  |  | 143.0519
|  | Top extraa | 1 | 20 | 2 | 4.76 | 2.4691 |  |  |  |  | 23.5062
|  | Top extraa | 1 | 20 | 2 | 7.5 | 2.4691 |  |  |  |  | 37.037
|  | Top extraa | 1 | 20 | 2 | 5.8 | 2.4691 |  |  |  |  | 28.642
|  | Top extraa | 1 | 16 | 2 | 4.63 | 1.5802 |  |  |  | 14.6331
|  | Bottom extraa | 1 | 16 | 4 | 4.66 | 1.5802 |  |  |  | 29.4558
|  | Bottom extraa | 1 | 16 | 2 | 3.52 | 1.5802 |  |  |  | 11.1249
|  | Rings | 1 | 8 | 172 | 1.46 | 0.39506 | 99.2079
|  | Spacer | 1 | 20 | 16 | 0.25 | 2.4691 |  |  |  |  | 9.8765
| B38 | Top bar | 1 | 16 | 2 | 5.56 | 1.5802 |  |  |  | 17.5723
|  | Bottom bar | 1 | 16 | 2 | 5.56 | 1.5802 |  |  |  | 17.5723
|  | Top extraa | 1 | 16 | 2 | 2.06 | 1.5802 |  |  |  | 6.5106
|  | Bottom extraa | 1 | 16 | 1 | 3.43 | 1.5802 |  |  |  | 5.4202
|  | Rings | 1 | 8 | 34 | 1.32 | 0.39506 | 17.7304
| B39 | Top bar | 1 | 20 | 3 | 8.66 | 2.4691 |  |  |  |  | 64.1481
|  | Bottom bar | 1 | 20 | 3 | 8.66 | 2.4691 |  |  |  |  | 64.1481
|  | Top extraa | 1 | 20 | 2 | 1.96 | 2.4691 |  |  |  |  | 9.679
|  | Top extraa | 1 | 20 | 2 | 4.79 | 2.4691 |  |  |  |  | 23.6543
|  | Bottom extraaa | 1 | 16 | 2 | 3.76 | 1.5802 |  |  |  | 11.8835
|  | Rings | 1 | 8 | 56 | 1.46 | 0.39506 | 32.3002
|  | Spacer | 1 | 20 | 6 | 0.25 | 2.4691 |  |  |  |  | 3.7037
| B40 | Top bar | 1 | 16 | 3 | 7.855 | 1.5802 |  |  |  | 37.2385
|  | Bottom bar | 1 | 16 | 3 | 7.855 | 1.5802 |  |  |  | 37.2385
|  | Top extraa | 1 | 20 | 2 | 2.06 | 2.4691 |  |  |  |  | 10.1728
|  | Top extraa | 1 | 20 | 2 | 4.37 | 2.4691 |  |  |  |  | 21.5802
|  | Botttom extraa | 1 | 16 | 2 | 3.42 | 1.5802 |  |  |  | 10.8089
|  | Rings | 1 | 8 | 48 | 1.46 | 0.39506 | 27.6859
|  | Spacer | 1 | 20 | 6 | 0.25 | 2.4691 |  |  |  |  | 3.7037
| B41 | Top bar | 1 | 16 | 3 | 20.16 | 1.5802 |  |  |  | 95.5733
|  | Bottom bar | 1 | 16 | 3 | 20.16 | 1.5802 |  |  |  | 95.5733
|  | Top extraa | 1 | 20 | 2 | 2.46 | 2.4691 |  |  |  |  | 12.1481
|  | Top extraa | 1 | 20 | 2 | 7.5 | 2.4691 |  |  |  |  | 37.037
|  | Top extraa | 1 | 20 | 2 | 4.65 | 2.4691 |  |  |  |  | 22.963
|  | Bottom extraa | 1 | 16 | 2 | 4.66 | 1.5802 |  |  |  | 14.7279
|  | Bottom extraa | 1 | 16 | 2 | 4.66 | 1.5802 |  |  |  | 14.7279
|  | Rings | 1 | 8 | 81 | 1.46 | 0.39506 | 46.72
|  | Spacer | 1 | 20 | 11 | 0.25 | 2.4691 |  |  |  |  | 6.7901
| B42 | Top bar | 1 | 16 | 3 | 5.84 | 1.5802 |  |  |  | 27.6859
|  | Bottom bar | 1 | 16 | 3 | 5.84 | 1.5802 |  |  |  | 27.6859
|  | Top extraa | 1 | 16 | 2 | 2.36 | 1.5802 |  |  |  | 7.4588
|  | Top extraa | 1 | 12 | 2 | 2.06 | 0.88889 |  |  | 3.6622
|  | Bottom extraa | 1 | 8 | 33 | 1.46 | 0.39506 | 19.0341
|  | Spacer | 1 | 20 | 4 | 0.25 | 2.4691 |  |  |  |  | 2.4691
| B43/B44 | Top bar | 2 | 20 | 2 | 7.73 | 2.4691 |  |  |  |  | 76.3457
|  | Bottom bar | 2 | 20 | 2 | 7.73 | 2.4691 |  |  |  |  | 76.3457
|  | Top bar | 2 | 20 | 2 | 4.476 | 2.4691 |  |  |  |  | 44.2074
|  | Bottom bar | 2 | 20 | 2 | 4.476 | 2.4691 |  |  |  |  | 44.2074
|  | extraa | 2 | 20 | 2 | 3.952 | 2.4691 |  |  |  |  | 39.0321
|  | Rings | 2 | 8 | 50 | 1.32 | 0.39506 | 52.1481
8 | Fifth floor slab detail | [5 empty] | 0
| S1 | Main bar | 4 | 8 | 16 | 3.766 | 0.39506 | 95.2194
|  | Main bar | 4 | 8 | 16 | 3.216 | 0.39506 | 81.3132
|  | Distribution bar | 4 | 8 | 14 | 5.42 | 0.39506 | 119.9091
|  | Binder | 4 | 8 | 8 | 4.62 | 0.39506 | 58.4059
|  | Binder | 4 | 8 | 7 | 2.516 | 0.39506 | 27.8313
| S1 | Main bar | 3 | 8 | 32 | 2.3 | 0.39506 | 87.2296
|  | Distribution bar | 3 | 8 | 10 | 5.22 | 0.39506 | 61.8667
|  | Binder | 3 | 8 | 8 | 4.62 | 0.39506 | 43.8044
| S2 | Main bar | 2 | 10 | 19 | 5.87 | 0.61728 |  | 137.6914
|  | Main bar | 2 | 10 | 19 | 5.82 | 0.61728 |  | 136.5185
|  | Distribution bar | 2 | 10 | 19 | 6.17 | 0.61728 |  | 144.7284
|  | Distribution bar | 2 | 10 | 19 | 5.87 | 0.61728 |  | 137.6914
|  | Binder | 2 | 8 | 8 | 4.62 | 0.39506 | 29.203
|  | Binder | 2 | 8 | 8 | 4.62 | 0.39506 | 29.203
| S3 | Main bar | 16 | 10 | 18 | 4.46 | 0.61728 |  | 792.8889
|  | Main bar | 16 | 10 | 18 | 4.41 | 0.61728 |  | 784
|  | Distribution bar | 16 | 8 | 8 | 6.595 | 0.39506 | 333.4953
|  | Distribution bar | 16 | 8 | 8 | 6.045 | 0.39506 | 305.683
|  | Binder | 16 | 8 | 8 | 5.945 | 0.39506 | 300.6262
|  | Binder | 16 | 8 | 8 | 3.46 | 0.39506 | 174.9649
| S4 | Main bar | 4 | 10 | 18 | 4.65 | 0.61728 |  | 206.6667
|  | Main bar | 4 | 10 | 18 | 4.6 | 0.61728 |  | 204.4444
|  | Distribution bar | 4 | 10 | 8 | 6.595 | 0.61728 |  | 130.2716
|  | Distribution bar | 4 | 10 | 8 | 6.045 | 0.61728 |  | 119.4074
|  | Binder | 4 | 8 | 6 | 5.945 | 0.39506 | 56.3674
|  | Binder | 4 | 8 | 8 | 3.6 | 0.39506 | 45.5111
| S5(Gallery) | Main bar | 3 | 8 | 11 | 2.25 | 0.39506 | 29.3333
|  | Distribution bar | 3 | 8 | 10 | 2.25 | 0.39506 | 26.6667
|  | Binder | 3 | 8 | 3 | 2.25 | 0.39506 | 8
| S5(NEAR BATHROOM AREA) | Main bar | 2 | 8 | 28 | 2.3 | 0.39506 | 50.884
|  | Distribution bar | 2 | 8 | 10 | 5.22 | 0.39506 | 41.2444
|  | Binder | 2 | 8 | 6 | 5.22 | 0.39506 | 24.7467
| S5(near courtyard area) | Main bar | 8 | 8 | 34 | 2.23 | 0.39506 | 239.6286
|  | Distribution bar | 8 | 8 | 10 | 6.46 | 0.39506 | 204.1679
|  | Binder | 8 | 8 | 3 | 6.46 | 0.39506 | 61.2504
| S5(near courtyard area) | Main bar | 4 | 8 | 18 | 2.23 | 0.39506 | 63.4311
|  | Distribution bar | 4 | 8 | 10 | 3.6 | 0.39506 | 56.8889
|  | Binder | 4 | 8 | 3 | 3.6 | 0.39506 | 17.0667
| S5(Near staircase area) | Main bar | 1 | 8 | 18 | 2.3 | 0.39506 | 16.3556
|  | Distribution bar | 1 | 8 | 10 | 3.545 | 0.39506 | 14.0049
|  | Binder |  |  |  |  | 0
| S5(Near staircase area) | Main bar | 1 | 8 | 26 | 2.3 | 0.39506 | 23.6247
|  | Distribution bar | 1 | 8 | 10 | 4.96 | 0.39506 | 19.5951
|  | Binder |  |  |  |  | 0
| S5 | Main bar | 1 | 8 | 32 | 2.3 | 0.39506 | 29.0765
|  | Distribution bar | 1 | 8 | 10 | 5.945 | 0.39506 | 23.4864
|  | Binder | 1 | 8 | 5 | 5.345 | 0.39506 | 10.558
| S9 | Main bar | 1 | 10 | 18 | 4.95 | 0.61728 |  | 55
|  | Main bar | 1 | 10 | 18 | 5.55 | 0.61728 |  | 61.6667
|  | Distribution bar | 1 | 10 | 18 | 4.95 | 0.61728 |  | 55
|  | Distribution bar | 1 | 10 | 18 | 5.55 | 0.61728 |  | 61.6667
|  | Top extraa | 1 | 8 | 6 | 4.32 | 0.39506 | 10.24
|  | Bindee | 1 | 8 | 12 | 4.32 | 0.39506 | 20.48
| S7 | Main bar | 1 | 10 | 26 | 3.13 | 0.61728 |  | 50.2346
|  | Main bar | 1 | 10 | 26 | 2.4 | 0.61728 |  | 38.5185
|  | Distribution bar | 1 | 10 | 10 | 8.175 | 0.61728 |  | 50.463
|  | Binder | 1 | 8 | 4 | 8.175 | 0.39506 | 12.9185
| S6 | Main bar | 1 | 8 | 20 | 2.445 | 0.39506 | 19.3185
|  | Distribution bar | 1 | 8 | 13 | 3.48 | 0.39506 | 17.8726
| S1 | Main bar | 2 | 8 | 18 | 2.4 | 0.39506 | 34.1333
|  | Distribution bar | 2 | 8 | 5 | 3.08 | 0.39506 | 12.1679
|  | Distribution bar | 2 | 8 | 5 | 3.63 | 0.39506 | 14.3407
|  | Binder | 2 | 8 | 5 | 3.08 | 0.39506 | 12.1679
|  | Binder | 2 | 8 | 8 | 2.3 | 0.39506 | 14.5383
| S1 | Main bar | 1 | 8 | 44 | 2.3 | 0.39506 | 39.9802
|  | Distribution bar | 1 | 8 | 10 | 6.94 | 0.39506 | 27.4173
|  | Binder | 1 | 8 | 5 | 6.34 | 0.39506 | 12.5235
|  | Binder | 1 | 8 | 8 | 2.3 | 0.39506 | 7.2691
| Shaft | Main bar | 2 | 8 | 8 | 2.055 | 0.39506 | 12.9896
|  | Distribution bar | 2 | 8 | 8 | 2.055 | 0.39506 | 12.9896
|  | Binder | 2 | 8 | 4 | 1.055 | 0.39506 | 3.3343
| Chajja | Main bar | 4 | 10 | 77 | 0.96 | 0.61728 |  | 182.5185
|  | Binder | 4 | 8 | 2 | 9.46 | 0.39506 | 29.8983
| Chair | Chair | 1 | 10 | 520 | 1.27 | 0.61728 |  | 407.6543
9 | Fire escape staircase detail | [5 empty] | 0
| LB 1 | Top bar | 1 | 16 | 2 | 5.58 | 1.5802 |  |  |  | 17.6356
|  | Bottm bar | 1 | 16 | 2 | 5.58 | 1.5802 |  |  |  | 17.6356
|  | Top extraa | 1 | 16 | 4 | 2.06 | 1.5802 |  |  |  | 13.0212
|  | Bottom extraa | 1 | 16 | 1 | 3.46 | 1.5802 |  |  |  | 5.4677
|  | Rings | 1 | 8 | 33 | 1.32 | 0.39506 | 17.2089
| 11th Flight | Dowels | 1 | 12 | 7 | 2.5 | 0.88889 |  |  | 15.5556
|  | Dowels | 1 | 12 | 6 | 2 | 0.88889 |  |  | 10.6667
|  | Overlap | 1 | 12 | 7 | 0.6 | 0.88889 |  |  | 3.7333
|  | Overlap | 1 | 12 | 7 | 0.6 | 0.88889 |  |  | 3.7333
|  | Main bar | 2 | 12 | 7 | 4.43 | 0.88889 |  |  | 55.1289
|  | Main bar | 2 | 12 | 6 | 4.13 | 0.88889 |  |  | 44.0533
|  | Distribution bar | 2 | 8 | 16 | 1.75 | 0.39506 | 22.1235
| At Landing | Main bar | 2 | 12 | 19 | 2.03 | 0.88889 |  |  | 68.5689
|  | Distribution bar | 2 | 8 | 10 | 4.45 | 0.39506 | 35.1605
| 12th Flight | Main bar | 2 | 12 | 12 | 6 | 0.88889 |  |  | 128
|  | Distribution bar | 2 | 12 | 32 | 1.75 | 0.88889 |  |  | 99.5556
|  | Overlap | 2 | 12 | 13 | 0.6 | 0.88889 |  |  | 13.8667
|  | extraa bar | 1 | 12 | 13 | 1.475 | 0.88889 |  |  | 17.0444
|  | Chair | 1 | 12 | 28 | 0.75 | 0.88889 |  |  | 18.6667
10 | Staircase detail(Near lift area) | LB1(Top bar) | 1 | 16 | 2 | 6.04 | 1.5802 |  |  |  | 19.0894
|  | Bottom bar | 1 | 16 | 2 | 6.04 | 1.5802 |  |  |  | 19.0894
|  | Top extraa | 1 | 16 | 2 | 2.36 | 1.5802 |  |  |  | 7.4588
|  | Bottomm extraa | 1 | 16 | 1 | 3.56 | 1.5802 |  |  |  | 5.6257
|  | Rings | 1 | 8 | 33 | 1.32 | 0.39506 | 17.2089
|  | Dowels | 1 | 12 | 8 | 2.5 | 0.88889 |  |  | 17.7778
|  | Dowels | 1 | 12 | 8 | 2 | 0.88889 |  |  | 14.2222
|  | Overlap | 2 | 12 | 16 | 0.6 | 0.88889 |  |  | 17.0667
| 16th Flight | Main bar | 2 | 12 | 8 | 3.98 | 0.88889 |  |  | 56.6044
|  | Main bar | 2 | 12 | 8 | 3.68 | 0.88889 |  |  | 52.3378
|  | Distribution bar | 2 | 10 | 15 | 1.75 | 0.61728 |  | 32.4074
| 17th Flight | Main bar | 2 | 12 | 16 | 3.09 | 0.88889 |  |  | 87.8933
|  | Distribution bar | 2 | 10 | 16 | 1.75 | 0.61728 |  | 34.5679
| 18th Flight | Main bar | 2 | 12 | 16 | 6.88 | 0.88889 |  |  | 195.6978
|  | Distribution bar | 2 | 10 | 35 | 1.75 | 0.61728 |  | 75.6173
|  | extraa bar | 2 | 12 | 16 | 1.4 | 0.88889 |  |  | 39.8222
|  | Chair | 1 | 12 | 35 | 0.75 | 0.88889 |  |  | 23.3333
11 | 1st Floor&2nd Floor | [5 empty] | 0
| D1 | D1 | 44 | 10 | 4 | 1.075 | 0.61728 |  | 116.7901
| D2 | D2 | 24 | 10 | 4 | 0.95 | 0.61728 |  | 56.2963
| D3 | D3 | 8 | 10 | 4 | 0.8 | 0.61728 |  | 15.8025
| Rings | Rings | 64 | 8 | 7 | 0.44 | 0.39506 | 77.8746
| Window lintel | Main bar | 8 | 10 | 64 | 0.49 | 0.61728 |  | 154.8642
|  | Distribution bar | 8 | 10 | 4 | 9.46 | 0.61728 |  | 186.8642
12 | Chajja | Main bar | 16 | 10 | 20 | 1.21 | 0.61728 |  | 239.0123
|  | Distribution bar | 16 | 10 | 4 | 2.93 | 0.61728 |  | 115.7531
13 | Sill beam | Main bar | 8 | 10 | 64 | 0.49 | 0.61728 |  | 154.8642
| Sill beam | Distribution bar | 8 | 10 | 4 | 9.46 | 0.61728 |  | 186.8642
1 | Sixth floor to terrace column | [5 empty] | 0
| C1/C7/C58/C62/C70 | Verticals | 5 | 16 | 4 | 3.3 | 1.5802 |  |  |  | 104.2963
|  | Verticals | 5 | 12 | 8 | 3.3 | 0.88889 |  |  | 117.3333
|  | Overlaps | 5 | 16 | 4 | 0.8 | 1.5802 |  |  |  | 25.284
|  | Overlaps | 5 | 12 | 8 | 0.6 | 0.88889 |  |  | 21.3333
|  | Rings | 5 | 8 | 26 | 1.64 | 0.39506 | 84.2272
|  | Rings | 5 | 8 | 26 | 1.255 | 0.39506 | 64.4543
|  | Rings | 5 | 8 | 26 | 0.38 | 0.39506 | 19.516
|  | Rings | 5 | 8 | 26 | 0.68 | 0.39506 | 34.9235
| C2/C9/C10/C11/C18/C19/C69 | Verticals | 7 | 16 | 4 | 3.3 | 1.5802 |  |  |  | 146.0148
|  | Verticals | 7 | 12 | 8 | 3.3 | 0.88889 |  |  | 164.2667
|  | Overlaps | 7 | 16 | 4 | 0.8 | 1.5802 |  |  |  | 35.3975
|  | Overlaps | 7 | 12 | 8 | 0.6 | 0.88889 |  |  | 29.8667
|  | Rings | 7 | 8 | 26 | 1.64 | 0.39506 | 117.918
|  | Rings | 7 | 8 | 26 | 1.255 | 0.39506 | 90.236
|  | Rings | 7 | 8 | 26 | 0.38 | 0.39506 | 27.3225
|  | Rings | 7 | 8 | 26 | 0.68 | 0.39506 | 48.8928
| C3/C6 | Verticals | 2 | 16 | 8 | 3.3 | 1.5802 |  |  |  | 83.437
|  | Verticals | 2 | 12 | 4 | 3.3 | 0.88889 |  |  | 23.4667
|  | Overlaps | 2 | 16 | 8 | 0.8 | 1.5802 |  |  |  | 20.2272
|  | Overlaps | 2 | 12 | 4 | 0.6 | 0.88889 |  |  | 4.2667
|  | Rings | 2 | 8 | 26 | 1.64 | 0.39506 | 33.6909
|  | Rings | 2 | 8 | 26 | 1.255 | 0.39506 | 25.7817
|  | Rings | 2 | 8 | 26 | 0.68 | 0.39506 | 13.9694
|  | Rings | 2 | 8 | 26 | 0.38 | 0.39506 | 7.8064
| C4/C5/C8/C12/C13/C14/C15/C16/C17/C28/C29/C32/C33/C34/C35/C38/C39/C42/C43/C49/C53/C54/C55/C61/C66/C67/C68 | Verticals | 27 | 16 | 4 | 3.3 | 1.5802 |  |  |  | 563.2
|  | Verticals | 27 | 12 | 8 | 3.3 | 0.88889 |  |  | 633.6
|  | Overlaps | 27 | 12 | 8 | 0.6 | 0.88889 |  |  | 115.2
|  | Overlaps | 27 | 16 | 4 | 0.8 | 1.5802 |  |  |  | 136.5333
|  | Rings | 27 | 8 | 24 | 1.64 | 0.39506 | 419.84
|  | Rings | 27 | 8 | 26 | 1.255 | 0.39506 | 348.0533
|  | Rings | 27 | 8 | 26 | 0.68 | 0.39506 | 188.5867
|  | Rings | 27 | 8 | 26 | 0.38 | 0.39506 | 105.3867
| C20/C27 | Verticals | 2 | 16 | 4 | 3.3 | 1.5802 |  |  |  | 41.7185
|  | Verticals | 2 | 12 | 8 | 3.3 | 0.88889 |  |  | 46.9333
|  | Overlaps | 2 | 16 | 4 | 0.8 | 1.5802 |  |  |  | 10.1136
|  | Overlaps | 2 | 12 | 8 | 0.6 | 0.88889 |  |  | 8.5333
|  | Rings | 2 | 8 | 26 | 1.64 | 0.39506 | 33.6909
|  | Rings | 2 | 8 | 26 | 1.255 | 0.39506 | 25.7817
|  | Rings | 2 | 8 | 26 | 0.68 | 0.39506 | 13.9694
|  | Rings | 2 | 8 | 26 | 0.38 | 0.39506 | 7.8064
| C21/C26/C48 | Verticals | 3 | 16 | 4 | 3.3 | 1.5802 |  |  |  | 62.5778
|  | Verticals | 3 | 12 | 8 | 3.3 | 0.88889 |  |  | 70.4
|  | Overlaps | 3 | 16 | 4 | 0.8 | 1.5802 |  |  |  | 15.1704
|  | Overlaps | 3 | 12 | 8 | 0.6 | 0.88889 |  |  | 12.8
|  | Rings | 3 | 8 | 26 | 1.64 | 0.39506 | 50.5363
|  | Rings | 3 | 8 | 26 | 1.255 | 0.39506 | 38.6726
|  | Rings | 3 | 8 | 26 | 0.68 | 0.39506 | 20.9541
|  | Rings | 3 | 8 | 26 | 0.38 | 0.39506 | 11.7096
| C22/C25/C44/C47 | Verticals | 4 | 16 | 6 | 3.3 | 1.5802 |  |  |  | 125.1556
|  | Verticals | 4 | 12 | 4 | 3.3 | 0.88889 |  |  | 46.9333
|  | Overlaps | 4 | 16 | 6 | 0.8 | 1.5802 |  |  |  | 30.3407
|  | Overlaps | 4 | 12 | 4 | 0.6 | 0.88889 |  |  | 8.5333
|  | Rings | 4 | 8 | 26 | 1.34 | 0.39506 | 55.0558
|  | Rings | 4 | 8 | 26 | 1.34 | 0.39506 | 55.0558
| C23/C24/C30/C31/C36/C37/C45/C46 | Verticals | 8 | 16 | 4 | 3.3 | 1.5802 |  |  |  | 166.8741
|  | Verticals | 8 | 12 | 6 | 3.3 | 0.88889 |  |  | 140.8
|  | Overlaps | 8 | 16 | 4 | 0.8 | 1.5802 |  |  |  | 40.4543
|  | Overlaps | 8 | 12 | 6 | 0.6 | 0.88889 |  |  | 25.6
|  | Rings | 8 | 8 | 26 | 1.34 | 0.39506 | 110.1116
|  | Rings | 8 | 8 | 26 | 1.01 | 0.39506 | 82.9946
|  | Rings | 8 | 8 | 26 | 0.53 | 0.39506 | 43.5516
| C40/C41 | Verticals | 2 | 16 | 12 | 3.3 | 1.5802 |  |  |  | 125.1556
|  | Overlaps | 2 | 16 | 12 | 0.8 | 1.5802 |  |  |  | 30.3407
|  | Rings | 2 | 8 | 26 | 1.64 | 0.39506 | 33.6909
|  | Rings | 2 | 8 | 26 | 1.255 | 0.39506 | 25.7817
|  | Rings | 2 | 8 | 26 | 0.68 | 0.39506 | 13.9694
|  | Rings | 2 | 8 | 26 | 0.38 | 0.39506 | 7.8064
| C50/C51 | Verticals | 2 | 16 | 12 | 3.3 | 1.5802 |  |  |  | 125.1556
|  | Overlaps | 2 | 16 | 12 | 0.8 | 1.5802 |  |  |  | 30.3407
|  | Rings | 2 | 8 | 26 | 1.64 | 0.39506 | 33.6909
|  | Rings | 2 | 8 | 26 | 1.255 | 0.39506 | 25.7817
|  | Rings | 2 | 8 | 26 | 0.38 | 0.39506 | 7.8064
|  | Rings | 2 | 8 | 26 | 0.68 | 0.39506 | 13.9694
| C52/C65 | Verticals | 2 | 16 | 8 | 3.3 | 1.5802 |  |  |  | 83.437
|  | Verticals | 2 | 20 | 4 | 3.3 | 2.4691 |  |  |  |  | 65.1852
|  | Overlaps | 2 | 16 | 8 | 0.8 | 1.5802 |  |  |  | 20.2272
|  | Overlaps | 2 | 20 | 4 | 1 | 2.4691 |  |  |  |  | 19.7531
|  | Rings | 2 | 8 | 26 | 1.64 | 0.39506 | 33.6909
|  | Rings | 2 | 8 | 26 | 1.255 | 0.39506 | 25.7817
|  | Rings | 2 | 8 | 26 | 0.38 | 0.39506 | 7.8064
|  | Rings | 2 | 8 | 26 | 0.68 | 0.39506 | 13.9694
| C56 | Verticals | 1 | 16 | 4 | 3.3 | 1.5802 |  |  |  | 20.8593
|  | Verticals | 1 | 12 | 8 | 3.3 | 0.88889 |  |  | 23.4667
|  | Overlaps | 1 | 16 | 4 | 0.8 | 1.5802 |  |  |  | 5.0568
|  | Overlaps | 1 | 12 | 8 | 0.6 | 0.88889 |  |  | 4.2667
|  | Rings | 1 | 8 | 26 | 1.64 | 0.39506 | 16.8454
|  | Rings | 1 | 8 | 26 | 1.255 | 0.39506 | 12.8909
|  | Rings | 1 | 8 | 26 | 0.68 | 0.39506 | 6.9847
|  | Rings | 1 | 8 | 26 | 0.38 | 0.39506 | 3.9032
| C57 | Verticals | 1 | 12 | 8 | 3.3 | 0.88889 |  |  | 23.4667
|  | Verticals | 1 | 16 | 4 | 3.3 | 1.5802 |  |  |  | 20.8593
|  | Overlaps | 1 | 16 | 4 | 0.8 | 1.5802 |  |  |  | 5.0568
|  | Overlaps | 1 | 12 | 8 | 0.6 | 0.88889 |  |  | 4.2667
|  | Rings | 1 | 8 | 24 | 1.64 | 0.39506 | 15.5496
|  | Rings | 1 | 8 | 26 | 1.25 | 0.39506 | 12.8395
|  | Rings | 1 | 8 | 26 | 0.68 | 0.39506 | 6.9847
|  | Rings | 1 | 8 | 26 | 0.38 | 0.39506 | 3.9032
| C59/C64 | Verticals | 2 | 16 | 4 | 3.3 | 1.5802 |  |  |  | 41.7185
|  | Verticals | 2 | 12 | 6 | 3.3 | 0.88889 |  |  | 35.2
|  | Overlaps | 2 | 16 | 4 | 0.8 | 1.5802 |  |  |  | 10.1136
|  | Overlaps | 2 | 12 | 6 | 0.6 | 0.88889 |  |  | 6.4
|  | Rings | 2 | 8 | 26 | 1.5 | 0.39506 | 30.8148
|  | Rings | 2 | 8 | 26 | 1.06 | 0.39506 | 21.7758
|  | Rings | 2 | 8 | 26 | 0.31 | 0.39506 | 6.3684
| C60 | Verticals | 1 | 16 | 4 | 3.3 | 1.5802 |  |  |  | 20.8593
|  | Verticals | 1 | 12 | 6 | 3.3 | 0.88889 |  |  | 17.6
|  | Overlaps | 1 | 12 | 6 | 0.6 | 0.88889 |  |  | 3.2
|  | Overlaps | 1 | 16 | 4 | 0.8 | 1.5802 |  |  |  | 5.0568
|  | Rings | 1 | 8 | 26 | 1.5 | 0.39506 | 15.4074
|  | Rings | 1 | 8 | 26 | 1.06 | 0.39506 | 10.8879
|  | Rings | 1 | 8 | 26 | 0.31 | 0.39506 | 3.1842
| C63 | Verticals | 1 | 16 | 6 | 3.3 | 1.5802 |  |  |  | 31.2889
|  | Verticals | 1 | 12 | 6 | 3.3 | 0.88889 |  |  | 17.6
|  | Overlaps | 1 | 16 | 6 | 0.8 | 1.5802 |  |  |  | 7.5852
|  | Overlaps | 1 | 12 | 6 | 0.6 | 0.88889 |  |  | 3.2
|  | Rings | 1 | 8 | 26 | 1.5 | 0.39506 | 15.4074
|  | Rings | 1 | 8 | 26 | 1.06 | 0.39506 | 10.8879
|  | Rings | 1 | 8 | 26 | 0.31 | 0.39506 | 3.1842
| CB2/CB3/CB6/CB9/CB11/CB12 | Verticals | 6 | 12 | 6 | 3.3 | 0.88889 |  |  | 105.6
|  | Verticals | 6 | 16 | 4 | 3.3 | 1.5802 |  |  |  | 125.1556
|  | Overlaps | 6 | 12 | 6 | 0.8 | 0.88889 |  |  | 25.6
|  | Overlaps | 6 | 16 | 4 | 0.8 | 1.5802 |  |  |  | 30.3407
|  | Rings | 6 | 8 | 26 | 1.34 | 0.39506 | 82.5837
|  | Rings | 6 | 8 | 26 | 1.01 | 0.39506 | 62.2459
|  | Rings | 6 | 8 | 26 | 0.53 | 0.39506 | 32.6637
| CB5/CB8 | Verticals | 2 | 16 | 4 | 3.3 | 1.5802 |  |  |  | 41.7185
|  | Verticals | 2 | 12 | 6 | 3.3 | 0.88889 |  |  | 35.2
|  | Overlaps | 2 | 16 | 4 | 0.8 | 1.5802 |  |  |  | 10.1136
|  | Overlaps | 2 | 12 | 6 | 0.6 | 0.88889 |  |  | 6.4
|  | Rings | 2 | 8 | 26 | 1.34 | 0.39506 | 27.5279
|  | Rings | 2 | 8 | 26 | 1.01 | 0.39506 | 20.7486
|  | Rings | 2 | 8 | 26 | 0.53 | 0.39506 | 10.8879
2 | Sixth floor roof beam detail | [5 empty] | 0
| B1/B20 | Top bar | 2 | 12 | 3 | 5.84 | 0.88889 |  |  | 31.1467
|  | Bottom bar | 2 | 12 | 3 | 5.84 | 0.88889 |  |  | 31.1467
|  | Top extraa | 2 | 16 | 2 | 2.06 | 1.5802 |  |  |  | 13.0212
|  | Top extraa | 2 | 16 | 2 | 2.36 | 1.5802 |  |  |  | 14.9175
|  | Bottom extraa | 2 | 12 | 1 | 3.42 | 0.88889 |  |  | 6.08
|  | Rings | 2 | 8 | 33 | 1.46 | 0.39506 | 38.0681
|  | Spacer | 2 | 20 | 6 | 0.25 | 2.4691 |  |  |  |  | 7.4074
| B2 | Top bar | 1 | 16 | 3 | 17.34 | 1.5802 |  |  |  | 82.2044
|  | Bottom bar | 1 | 16 | 3 | 17.34 | 1.5802 |  |  |  | 82.2044
|  | Top extraa | 1 | 20 | 4 | 2.56 | 2.4691 |  |  |  |  | 25.284
|  | top extraa | 1 | 20 | 2 | 7.5 | 2.4691 |  |  |  |  | 37.037
|  | Bottom extraa | 1 | 16 | 4 | 4.66 | 1.5802 |  |  |  | 29.4558
|  | rings | 1 | 8 | 106 | 1.46 | 0.39506 | 61.1398
|  | Spacer | 1 | 20 | 11 | 0.25 | 2.4691 |  |  |  |  | 6.7901
| B3 | Top bar | 1 | 16 | 3 | 7.855 | 1.5802 |  |  |  | 37.2385
|  | Bottom bar | 1 | 16 | 3 | 7.855 | 1.5802 |  |  |  | 37.2385
|  | Top extraa | 1 | 16 | 2 | 4.275 | 1.5802 |  |  |  | 13.5111
|  | Top extraa | 1 | 16 | 2 | 2.26 | 1.5802 |  |  |  | 7.1427
|  | Bottom extraa | 1 | 12 | 2 | 3.22 | 0.88889 |  |  | 5.7244
|  | Rings | 1 | 8 | 46 | 1.46 | 0.39506 | 26.5323
|  | Spacer | 1 | 20 | 6 | 0.25 | 2.4691 |  |  |  |  | 3.7037
| B4/B17 | Top bar | 3 | 20 | 3 | 10.675 | 2.4691 |  |  |  |  | 237.2222
|  | Bottom bar | 3 | 20 | 3 | 10.675 | 2.4691 |  |  |  |  | 237.2222
|  | Top extraa | 3 | 20 | 2 | 3.73 | 2.4691 |  |  |  |  | 55.2593
|  | Top extraa | 3 | 20 | 2 | 4.925 | 2.4691 |  |  |  |  | 72.963
|  | Bottom extraa | 3 | 16 | 2 | 5.74 | 1.5802 |  |  |  | 54.4237
|  | Rings | 3 | 8 | 62 | 1.46 | 0.39506 | 107.283
|  | Spacer | 3 | 20 | 6 | 0.25 | 2.4691 |  |  |  |  | 11.1111
| B5 | Top bar | 1 | 16 | 3 | 7.84 | 1.5802 |  |  |  | 37.1674
|  | Bottom bar | 1 | 16 | 3 | 7.84 | 1.5802 |  |  |  | 37.1674
|  | Top extraa | 1 | 16 | 2 | 4.16 | 1.5802 |  |  |  | 13.1477
|  | Top extraa | 1 | 16 | 2 | 2.16 | 1.5802 |  |  |  | 6.8267
|  | Bottom extraa | 1 | 12 | 2 | 3.72 | 0.88889 |  |  | 6.6133
|  | Rings | 1 | 8 | 49 | 1.46 | 0.39506 | 28.2627
|  | Spacer | 1 | 20 | 6 | 0.25 | 2.4691 |  |  |  |  | 3.7037
| B6 | Top bar | 1 | 16 | 3 | 27.88 | 1.5802 |  |  |  | 132.1719
|  | Bottom bar | 1 | 16 | 3 | 27.88 | 1.5802 |  |  |  | 132.1719
|  | Top extraa | 1 | 12 | 2 | 5.232 | 0.88889 |  |  | 9.3013
|  | Top extraa | 1 | 16 | 2 | 6.05 | 1.5802 |  |  |  | 19.121
|  | Top extraa | 1 | 20 | 2 | 7.5 | 2.4691 |  |  |  |  | 37.037
|  | Top extraa | 1 | 20 | 2 | 2.56 | 2.4691 |  |  |  |  | 12.642
|  | Bottom extraa | 1 | 12 | 2 | 3.47 | 0.88889 |  |  | 6.1689
|  | Bottom extraa | 1 | 12 | 2 | 4.66 | 0.88889 |  |  | 8.2844
|  | Bottom extraa | 1 | 16 | 2 | 4.66 | 1.5802 |  |  |  | 14.7279
|  | Rings | 1 | 8 | 177 | 1.46 | 0.39506 | 102.0919
|  | Spacer | 1 | 20 | 16 | 0.25 | 2.4691 |  |  |  |  | 9.8765
| B7 | Top bar | 1 | 20 | 2 | 34.83 | 2.4691 |  |  |  |  | 172
|  | Top bar | 1 | 16 | 1 | 34.23 | 1.5802 |  |  |  | 54.0919
|  | Top bar | 1 | 16 | 6 | 6.2 | 1.5802 |  |  |  | 58.7852
|  | Bottom bar | 1 | 20 | 4 | 6.565 | 2.4691 |  |  |  |  | 64.8395
|  | Bottom bar | 1 | 16 | 2 | 6.565 | 1.5802 |  |  |  | 20.7486
|  | Bottom bar | 1 | 20 | 2 | 17.44 | 2.4691 |  |  |  |  | 86.1235
|  | Top extraa | 1 | 16 | 2 | 2.46 | 1.5802 |  |  |  | 7.7748
|  | Top extraa | 1 | 16 | 2 | 6.2 | 1.5802 |  |  |  | 19.5951
|  | Top extraa | 1 | 16 | 1 | 7.4 | 1.5802 |  |  |  | 11.6938
|  | Top extraa | 1 | 16 | 1 | 6.55 | 1.5802 |  |  |  | 10.3506
|  | Top extraa | 1 | 16 | 2 | 6.25 | 1.5802 |  |  |  | 19.7531
|  | Top extraa | 1 | 16 | 2 | 2.51 | 1.5802 |  |  |  | 7.9328
|  | Bottom extraa | 1 | 16 | 2 | 4.56 | 1.5802 |  |  |  | 14.4119
|  | Face bar | 1 | 12 | 2 | 16.52 | 0.88889 |  |  | 29.3689
|  | Rings | 1 | 8 | 70 | 1.46 | 0.39506 | 40.3753
|  | Rings | 1 | 8 | 30 | 0.86 | 0.39506 | 10.1926
|  | Rings | 1 | 8 | 95 | 2.22 | 0.39506 | 83.3185
|  | Spacer | 1 | 20 | 17 | 0.25 | 2.4691 |  |  |  |  | 10.4938
| B8 | Top bar | 4 | 16 | 2 | 6.595 | 1.5802 |  |  |  | 83.3738
|  | Bottom bar | 4 | 16 | 2 | 6.595 | 1.5802 |  |  |  | 83.3738
|  | Bottom extraa | 4 | 16 | 1 | 4.245 | 1.5802 |  |  |  | 26.8326
|  | Rings | 4 | 8 | 38 | 1.32 | 0.39506 | 79.2652
| B9/B10 | Top bar | 4 | 16 | 3 | 9.165 | 1.5802 |  |  |  | 173.7956
|  | Bottom bar | 4 | 16 | 3 | 6.565 | 1.5802 |  |  |  | 124.4919
|  | Bottom bar | 4 | 16 | 2 |  | 1.5802 |  |  |  | 0
|  | Top bar | 4 | 16 | 2 | 3.41 | 1.5802 |  |  |  | 43.1091
|  | Top extraa | 4 | 16 | 2 | 2.51 | 1.5802 |  |  |  | 31.7314
|  | Top extraa | 4 | 16 | 2 | 4.45 | 1.5802 |  |  |  | 56.2568
|  | Bottom extraa | 4 | 12 | 2 | 3.795 | 0.88889 |  |  | 26.9867
|  | Rings | 4 | 8 | 35 | 1.46 | 0.39506 | 80.7506
|  | Rings | 4 | 8 | 15 | 0.86 | 0.39506 | 20.3852
|  | Spacer | 4 | 20 | 6 | 0.25 | 2.4691 |  |  |  |  | 14.8148
| B11 | Top bar | 1 | 16 | 2 | 5.58 | 1.5802 |  |  |  | 17.6356
|  | Bottm bar | 1 | 16 | 2 | 5.58 | 1.5802 |  |  |  | 17.6356
|  | Top extraa | 1 | 16 | 4 | 2.06 | 1.5802 |  |  |  | 13.0212
|  | Bottom extraa | 1 | 16 | 1 | 3.46 | 1.5802 |  |  |  | 5.4677
|  | Rings | 1 | 8 | 33 | 1.32 | 0.39506 | 17.2089
| B12 | Top bar | 1 | 20 | 2 | 43.805 | 2.4691 |  |  |  |  | 216.321
|  | Top bar | 1 | 16 | 1 | 43.805 | 1.5802 |  |  |  | 69.2227
|  | Top bar | 1 | 16 | 6 | 6.2 | 1.5802 |  |  |  | 58.7852
|  | Bottom bar | 1 | 20 | 2 | 6.565 | 2.4691 |  |  |  |  | 32.4198
|  | Bottom bar | 1 | 16 | 1 | 6.565 | 1.5802 |  |  |  | 10.3743
|  | Bottom bar | 1 | 20 | 2 | 17.44 | 2.4691 |  |  |  |  | 86.1235
|  | Bottom bar | 1 | 20 | 2 | 15.541 | 2.4691 |  |  |  |  | 76.7457
|  | Bottom bar | 1 | 16 | 1 | 15.541 | 1.5802 |  |  |  | 24.5586
|  | Top extraa | 1 | 16 | 2 | 2.46 | 1.5802 |  |  |  | 7.7748
|  | Top extraa | 1 | 16 | 2 | 6.2 | 1.5802 |  |  |  | 19.5951
|  | Top extraa | 1 | 16 | 1 | 7.4 | 1.5802 |  |  |  | 11.6938
|  | Top extraa | 1 | 16 | 2 | 6.25 | 1.5802 |  |  |  | 19.7531
|  | Top extraa | 1 | 16 | 2 | 6.515 | 1.5802 |  |  |  | 20.5906
|  | Top extraa | 1 | 16 | 2 | 2.75 | 1.5802 |  |  |  | 8.6914
|  | Bottom extraa | 1 | 16 | 2 | 4.56 | 1.5802 |  |  |  | 14.4119
|  | Face bar | 1 | 12 | 2 | 16.52 | 0.88889 |  |  | 29.3689
|  | Rings | 1 | 8 | 96 | 1.46 | 0.39506 | 55.3719
|  | Rings | 1 | 8 | 30 | 0.86 | 0.39506 | 10.1926
|  | Rings | 1 | 8 | 26 | 1.32 | 0.39506 | 13.5585
|  | Rings | 1 | 8 | 95 | 2.22 | 0.39506 | 83.3185
|  | Spacer | 1 | 20 | 15 | 0.25 | 2.4691 |  |  |  |  | 9.2593
| B13 | Top bar | 1 | 16 | 3 | 34.575 | 1.5802 |  |  |  | 163.9111
|  | Bottom bar | 1 | 16 | 3 | 34.575 | 1.5802 |  |  |  | 163.9111
|  | Top extraa | 1 | 16 | 2 | 2.56 | 1.5802 |  |  |  | 8.0909
|  | top extraa | 1 | 16 | 2 | 7.5 | 1.5802 |  |  |  | 23.7037
|  | Top extraa | 1 | 16 | 2 | 6.15 | 1.5802 |  |  |  | 19.437
|  | Top extraa | 1 | 16 | 2 | 6.167 | 1.5802 |  |  |  | 19.4908
|  | Bottom extraa | 1 | 12 | 4 | 4.66 | 0.88889 |  |  | 16.5689
|  | Bottom extraa | 1 | 12 | 2 | 3.32 | 0.88889 |  |  | 5.9022
|  | Bottom extraa | 1 | 12 | 2 | 3.6 | 0.88889 |  |  | 6.4
|  | Rings | 1 | 8 | 206 | 1.46 | 0.39506 | 118.8188
|  | Spacer | 1 | 20 | 19 | 0.25 | 2.4691 |  |  |  |  | 11.7284
| B14 | Top bar | 1 | 16 | 2 | 6.225 | 1.5802 |  |  |  | 19.6741
|  | Bottom bar | 1 | 16 | 2 | 6.225 | 1.5802 |  |  |  | 19.6741
|  | Rings | 1 | 8 | 38 | 1.32 | 0.39506 | 19.8163
| B15 | Top bar | 1 | 12 | 2 | 3.395 | 0.88889 |  |  | 6.0356
|  | Bottom bar | 1 | 12 | 2 | 3.395 | 0.88889 |  |  | 6.0356
|  | Rings | 1 | 8 | 22 | 1.32 | 0.39506 | 11.4726
| B16 | Top bar | 1 | 16 | 2 | 4.01 | 1.5802 |  |  |  | 12.6736
|  | Bottom bar | 1 | 16 | 2 | 4.01 | 1.5802 |  |  |  | 12.6736
|  | Rings | 1 | 8 | 25 | 1.46 | 0.39506 | 14.4198
| B18 | Top bar | 1 | 16 | 3 | 17.34 | 1.5802 |  |  |  | 82.2044
|  | Bottom bar | 1 | 16 | 3 | 17.34 | 1.5802 |  |  |  | 82.2044
|  | Top extraa | 1 | 20 | 2 | 3.5 | 2.4691 |  |  |  |  | 17.284
|  | Top extraa | 1 | 16 | 3 | 7.5 | 1.5802 |  |  |  | 35.5556
|  | Top extraa | 1 | 20 | 2 | 2.56 | 2.4691 |  |  |  |  | 12.642
|  | Bottom extraa | 1 | 16 | 4 | 4.66 | 1.5802 |  |  |  | 29.4558
|  | Rings | 1 | 8 | 106 | 1.46 | 0.39506 | 61.1398
|  | Spacer | 1 | 20 | 11 | 0.25 | 2.4691 |  |  |  |  | 6.7901
| B18/B20/B21/B22 | Top bar | 4 | 16 | 3 | 3.22 | 1.5802 |  |  |  | 61.0607
|  | Bottom bar | 4 | 16 | 3 | 3.22 | 1.5802 |  |  |  | 61.0607
|  | Rings | 4 | 8 | 15 | 1.46 | 0.39506 | 34.6074
| B22 | Top bar | 1 | 16 | 3 | 5.84 | 1.5802 |  |  |  | 27.6859
|  | Bottom bar | 1 | 16 | 3 | 5.84 | 1.5802 |  |  |  | 27.6859
|  | Top extraa | 1 | 16 | 4 | 2.36 | 1.5802 |  |  |  | 14.9175
|  | Bottom extraa | 1 | 16 | 2 | 3.42 | 1.5802 |  |  |  | 10.8089
|  | Rings | 1 | 8 | 33 | 1.46 | 0.39506 | 19.0341
|  | Spacer | 1 | 20 | 6 | 0.25 | 2.4691 |  |  |  |  | 3.7037
| B24 | Top bar | 1 | 16 | 3 | 17.34 | 1.5802 |  |  |  | 82.2044
|  | Bottom bar | 1 | 16 | 3 | 17.34 | 1.5802 |  |  |  | 82.2044
|  | Top extraa | 1 | 20 | 4 | 2.56 | 2.4691 |  |  |  |  | 25.284
|  | Top extraa | 1 | 20 | 2 | 7.5 | 2.4691 |  |  |  |  | 37.037
|  | bottom extraa | 1 | 16 | 4 | 4.66 | 1.5802 |  |  |  | 29.4558
|  | Rings | 1 | 8 | 106 | 1.46 | 0.39506 | 61.1398
|  | Spacer | 1 | 20 | 11 | 0.25 | 2.4691 |  |  |  |  | 6.7901
| B25 | Top bar | 1 | 16 | 2 | 8.565 | 1.5802 |  |  |  | 27.0696
|  | Bottom bar | 1 | 16 | 2 | 8.565 | 1.5802 |  |  |  | 27.0696
|  | Top extraa | 1 | 20 | 1 | 5.19 | 2.4691 |  |  |  |  | 12.8148
|  | Top extraa | 1 | 20 | 1 | 2.01 | 2.4691 |  |  |  |  | 4.963
|  | Bottom extraa | 1 | 16 | 1 | 3.431 | 1.5802 |  |  |  | 5.4218
|  | Rings | 1 | 8 | 59 | 1.32 | 0.39506 | 30.7674
| B26 | Top bar | 1 | 20 | 3 | 10.675 | 2.4691 |  |  |  |  | 79.0741
|  | Bottom bar | 1 | 20 | 3 | 10.675 | 2.4691 |  |  |  |  | 79.0741
|  | Top extraa | 1 | 20 | 2 | 4.895 | 2.4691 |  |  |  |  | 24.1728
|  | Top extraa | 1 | 20 | 2 | 4.07 | 2.4691 |  |  |  |  | 20.0988
|  | Bottom extraa | 1 | 16 | 2 | 3.762 | 1.5802 |  |  |  | 11.8898
|  | Rings | 1 | 8 | 66 | 1.46 | 0.39506 | 38.0681
|  | Spacer | 1 | 20 | 6 | 0.25 | 2.4691 |  |  |  |  | 3.7037
| B27 | Top bar | 1 | 16 | 2 | 8.5 | 1.5802 |  |  |  | 26.8642
|  | Bottom bar | 1 | 16 | 2 | 8.5 | 1.5802 |  |  |  | 26.8642
|  | Top extraa | 1 | 20 | 1 | 1.9 | 2.4691 |  |  |  |  | 4.6914
|  | Top extraa | 1 | 20 | 1 | 5.23 | 2.4691 |  |  |  |  | 12.9136
|  | Bottom extraa | 1 | 16 | 1 | 3.1 | 1.5802 |  |  |  | 4.8988
|  | Rings | 1 | 8 | 57 | 1.46 | 0.39506 | 32.877
| B28/B30 | Top bar | 2 | 16 | 3 | 12.52 | 1.5802 |  |  |  | 118.7081
|  | Bottom bar | 2 | 16 | 3 | 12.52 | 1.5802 |  |  |  | 118.7081
|  | Top extraa | 2 | 20 | 4 | 5.09 | 2.4691 |  |  |  |  | 100.5432
|  | Bottom extraa | 2 | 16 | 2 | 5.14 | 1.5802 |  |  |  | 32.4899
|  | Rings | 2 | 8 | 84 | 1.46 | 0.39506 | 96.9007
| B29 | Top bar | 1 | 16 | 3 | 36.32 | 1.5802 |  |  |  | 172.1837
|  | Bottom bar | 1 | 16 | 3 | 36.32 | 1.5802 |  |  |  | 172.1837
|  | Top extraa | 1 | 16 | 2 | 4.88 | 1.5802 |  |  |  | 15.4232
|  | Top extraaa | 1 | 20 | 2 | 6 | 2.4691 |  |  |  |  | 29.6296
|  | Top extraa | 1 | 20 | 2 | 7.5 | 2.4691 |  |  |  |  | 37.037
|  | Top extraa | 1 | 20 | 2 | 2.56 | 2.4691 |  |  |  |  | 12.642
|  | Bottom extraa | 1 | 16 | 2 | 3.42 | 1.5802 |  |  |  | 10.8089
|  | Bottom extraa | 1 | 16 | 2 | 4.66 | 1.5802 |  |  |  | 14.7279
|  | Bottom extraa | 1 | 16 | 2 | 4.66 | 1.5802 |  |  |  | 14.7279
|  | Rings | 1 | 8 | 224 | 1.46 | 0.39506 | 129.201
|  | Spacer | 1 | 20 | 16 | 0.25 | 2.4691 |  |  |  |  | 9.8765
| B31 | Top bar | 1 | 20 | 2 | 34.825 | 2.4691 |  |  |  |  | 171.9753
|  | Top bar | 1 | 16 | 1 | 34.225 | 1.5802 |  |  |  | 54.084
|  | Top bar | 1 | 16 | 6 | 6.2 | 1.5802 |  |  |  | 58.7852
|  | Bottom bar | 1 | 20 | 4 | 6.565 | 2.4691 |  |  |  |  | 64.8395
|  | Bottom bar | 1 | 16 | 2 | 6.565 | 1.5802 |  |  |  | 20.7486
|  | Bottom bar | 1 | 20 | 2 | 17.44 | 2.4691 |  |  |  |  | 86.1235
|  | Top extraa | 1 | 16 | 2 | 2.51 | 1.5802 |  |  |  | 7.9328
|  | Top extraa | 1 | 16 | 3 | 6.25 | 1.5802 |  |  |  | 29.6296
|  | Top extraa | 1 | 16 | 1 | 7.4 | 1.5802 |  |  |  | 11.6938
|  | Top extraa | 1 | 16 | 2 | 2.46 | 1.5802 |  |  |  | 7.7748
|  | Bottom extraa | 1 | 16 | 2 | 4.56 | 1.5802 |  |  |  | 14.4119
|  | Face bar | 1 | 12 | 2 | 16.52 | 0.88889 |  |  | 29.3689
|  | Rings | 1 | 8 | 30 | 0.86 | 0.39506 | 10.1926
|  | Rings | 1 | 8 | 106 | 2.22 | 0.39506 | 92.9659
|  | Rings | 1 | 8 | 70 | 1.46 | 0.39506 | 40.3753
|  | Spacer | 1 | 20 | 10 | 0.25 | 2.4691 |  |  |  |  | 6.1728
| B32/B33 Nos | Top bar | 4 | 16 | 2 | 6.595 | 1.5802 |  |  |  | 83.3738
|  | Bottom bar | 4 | 16 | 2 | 6.595 | 1.5802 |  |  |  | 83.3738
|  | Bottom extraa | 4 | 20 | 1 | 4.245 | 2.4691 |  |  |  |  | 41.9259
|  | Rings | 4 | 8 | 38 | 1.32 | 0.39506 | 79.2652
| B34/B35 4Nos | Top bar | 4 | 16 | 3 | 8.465 | 1.5802 |  |  |  | 160.5215
|  | Bottom bar | 4 | 16 | 3 | 6.565 | 1.5802 |  |  |  | 124.4919
|  | Top extraa | 4 | 16 | 2 | 2.51 | 1.5802 |  |  |  | 31.7314
|  | Top extraa | 4 | 16 | 2 | 4.45 | 1.5802 |  |  |  | 56.2568
|  | Bottom extraa | 4 | 12 | 2 | 3.795 | 0.88889 |  |  | 26.9867
|  | Rings | 4 | 8 | 35 | 1.46 | 0.39506 | 80.7506
|  | Rings | 4 | 8 | 15 | 0.86 | 0.39506 | 20.3852
|  | Spacer | 4 | 20 | 6 | 0.25 | 2.4691 |  |  |  |  | 14.8148
| B36 | Top bar | 1 | 20 | 2 | 34.825 | 2.4691 |  |  |  |  | 171.9753
|  | Top bar | 1 | 16 | 1 | 34.225 | 1.5802 |  |  |  | 54.084
|  | Top bar | 1 | 16 | 6 | 6.2 | 1.5802 |  |  |  | 58.7852
|  | Bottom bar | 1 | 20 | 4 | 6.565 | 2.4691 |  |  |  |  | 64.8395
|  | Bottom bar | 1 | 16 | 2 | 6.565 | 1.5802 |  |  |  | 20.7486
|  | Bottom bar | 1 | 20 | 2 | 17.44 | 2.4691 |  |  |  |  | 86.1235
|  | Top extraa | 1 | 16 | 2 | 2.51 | 1.5802 |  |  |  | 7.9328
|  | Top extraa | 1 | 16 | 4 | 6.25 | 1.5802 |  |  |  | 39.5062
|  | Top extraa | 1 | 16 | 1 | 7.4 | 1.5802 |  |  |  | 11.6938
|  | Top extraa | 1 | 16 | 2 | 2.46 | 1.5802 |  |  |  | 7.7748
|  | Bottom extraa | 1 | 12 | 2 | 4.56 | 0.88889 |  |  | 8.1067
|  | Face bar | 1 | 12 | 2 | 16.52 | 0.88889 |  |  | 29.3689
|  | Rings | 1 | 8 | 30 | 0.86 | 0.39506 | 10.1926
|  | Rings | 1 | 8 | 106 | 2.22 | 0.39506 | 92.9659
|  | Rings | 1 | 8 | 70 | 1.46 | 0.39506 | 40.3753
|  | Spacer | 1 | 20 | 10 | 0.25 | 2.4691 |  |  |  |  | 6.1728
| B37 | Top bar | 1 | 16 | 3 | 30.175 | 1.5802 |  |  |  | 143.0519
|  | Bottom bar | 1 | 16 | 3 | 30.175 | 1.5802 |  |  |  | 143.0519
|  | Top extraa | 1 | 20 | 2 | 4.76 | 2.4691 |  |  |  |  | 23.5062
|  | Top extraa | 1 | 20 | 2 | 7.5 | 2.4691 |  |  |  |  | 37.037
|  | Top extraa | 1 | 20 | 2 | 5.8 | 2.4691 |  |  |  |  | 28.642
|  | Top extraa | 1 | 16 | 2 | 4.63 | 1.5802 |  |  |  | 14.6331
|  | Bottom extraa | 1 | 16 | 4 | 4.66 | 1.5802 |  |  |  | 29.4558
|  | Bottom extraa | 1 | 16 | 2 | 3.52 | 1.5802 |  |  |  | 11.1249
|  | Rings | 1 | 8 | 172 | 1.46 | 0.39506 | 99.2079
|  | Spacer | 1 | 20 | 16 | 0.25 | 2.4691 |  |  |  |  | 9.8765
| B38 | Top bar | 1 | 16 | 2 | 5.56 | 1.5802 |  |  |  | 17.5723
|  | Bottom bar | 1 | 16 | 2 | 5.56 | 1.5802 |  |  |  | 17.5723
|  | Top extraa | 1 | 16 | 2 | 2.06 | 1.5802 |  |  |  | 6.5106
|  | Bottom extraa | 1 | 16 | 1 | 3.43 | 1.5802 |  |  |  | 5.4202
|  | Rings | 1 | 8 | 34 | 1.32 | 0.39506 | 17.7304
| B39 | Top bar | 1 | 20 | 3 | 8.66 | 2.4691 |  |  |  |  | 64.1481
|  | Bottom bar | 1 | 20 | 3 | 8.66 | 2.4691 |  |  |  |  | 64.1481
|  | Top extraa | 1 | 20 | 2 | 1.96 | 2.4691 |  |  |  |  | 9.679
|  | Top extraa | 1 | 20 | 2 | 4.79 | 2.4691 |  |  |  |  | 23.6543
|  | Bottom extraaa | 1 | 16 | 2 | 3.76 | 1.5802 |  |  |  | 11.8835
|  | Rings | 1 | 8 | 56 | 1.46 | 0.39506 | 32.3002
|  | Spacer | 1 | 20 | 6 | 0.25 | 2.4691 |  |  |  |  | 3.7037
| B40 | Top bar | 1 | 16 | 3 | 7.855 | 1.5802 |  |  |  | 37.2385
|  | Bottom bar | 1 | 16 | 3 | 7.855 | 1.5802 |  |  |  | 37.2385
|  | Top extraa | 1 | 20 | 2 | 2.06 | 2.4691 |  |  |  |  | 10.1728
|  | Top extraa | 1 | 20 | 2 | 4.37 | 2.4691 |  |  |  |  | 21.5802
|  | Botttom extraa | 1 | 16 | 2 | 3.42 | 1.5802 |  |  |  | 10.8089
|  | Rings | 1 | 8 | 48 | 1.46 | 0.39506 | 27.6859
|  | Spacer | 1 | 20 | 6 | 0.25 | 2.4691 |  |  |  |  | 3.7037
| B41 | Top bar | 1 | 16 | 3 | 20.16 | 1.5802 |  |  |  | 95.5733
|  | Bottom bar | 1 | 16 | 3 | 20.16 | 1.5802 |  |  |  | 95.5733
|  | Top extraa | 1 | 20 | 2 | 2.46 | 2.4691 |  |  |  |  | 12.1481
|  | Top extraa | 1 | 20 | 2 | 7.5 | 2.4691 |  |  |  |  | 37.037
|  | Top extraa | 1 | 20 | 2 | 4.65 | 2.4691 |  |  |  |  | 22.963
|  | Bottom extraa | 1 | 16 | 2 | 4.66 | 1.5802 |  |  |  | 14.7279
|  | Bottom extraa | 1 | 16 | 2 | 4.66 | 1.5802 |  |  |  | 14.7279
|  | Rings | 1 | 8 | 81 | 1.46 | 0.39506 | 46.72
|  | Spacer | 1 | 20 | 11 | 0.25 | 2.4691 |  |  |  |  | 6.7901
| B42 | Top bar | 1 | 16 | 3 | 5.84 | 1.5802 |  |  |  | 27.6859
|  | Bottom bar | 1 | 16 | 3 | 5.84 | 1.5802 |  |  |  | 27.6859
|  | Top extraa | 1 | 16 | 2 | 2.36 | 1.5802 |  |  |  | 7.4588
|  | Top extraa | 1 | 12 | 2 | 2.06 | 0.88889 |  |  | 3.6622
|  | Bottom extraa | 1 | 8 | 33 | 1.46 | 0.39506 | 19.0341
|  | Spacer | 1 | 20 | 4 | 0.25 | 2.4691 |  |  |  |  | 2.4691
| B43/B44 | Top bar | 2 | 20 | 2 | 7.73 | 2.4691 |  |  |  |  | 76.3457
|  | Bottom bar | 2 | 20 | 2 | 7.73 | 2.4691 |  |  |  |  | 76.3457
|  | Top bar | 2 | 20 | 2 | 4.476 | 2.4691 |  |  |  |  | 44.2074
|  | Bottom bar | 2 | 20 | 2 | 4.476 | 2.4691 |  |  |  |  | 44.2074
|  | extraa | 2 | 20 | 2 | 3.952 | 2.4691 |  |  |  |  | 39.0321
|  | Rings | 2 | 8 | 50 | 1.32 | 0.39506 | 52.1481
3 | Sixth floor slab detail | [5 empty] | 0
| S1 | Main bar | 4 | 8 | 16 | 3.766 | 0.39506 | 95.2194
|  | Main bar | 4 | 8 | 16 | 3.216 | 0.39506 | 81.3132
|  | Distribution bar | 4 | 8 | 14 | 5.42 | 0.39506 | 119.9091
|  | Binder | 4 | 8 | 8 | 4.62 | 0.39506 | 58.4059
|  | Binder | 4 | 8 | 7 | 2.516 | 0.39506 | 27.8313
| S1 | Main bar | 3 | 8 | 32 | 2.3 | 0.39506 | 87.2296
|  | Distribution bar | 3 | 8 | 10 | 5.22 | 0.39506 | 61.8667
|  | Binder | 3 | 8 | 8 | 4.62 | 0.39506 | 43.8044
| S2 | Main bar | 2 | 10 | 19 | 5.87 | 0.61728 |  | 137.6914
|  | Main bar | 2 | 10 | 19 | 5.82 | 0.61728 |  | 136.5185
|  | Distribution bar | 2 | 10 | 19 | 6.17 | 0.61728 |  | 144.7284
|  | Distribution bar | 2 | 10 | 19 | 5.87 | 0.61728 |  | 137.6914
|  | Binder | 2 | 8 | 8 | 4.62 | 0.39506 | 29.203
|  | Binder | 2 | 8 | 8 | 4.62 | 0.39506 | 29.203
| S3 | Main bar | 16 | 10 | 18 | 4.46 | 0.61728 |  | 792.8889
|  | Main bar | 16 | 10 | 18 | 4.41 | 0.61728 |  | 784
|  | Distribution bar | 16 | 8 | 8 | 6.595 | 0.39506 | 333.4953
|  | Distribution bar | 16 | 8 | 8 | 6.045 | 0.39506 | 305.683
|  | Binder | 16 | 8 | 8 | 5.945 | 0.39506 | 300.6262
|  | Binder | 16 | 8 | 8 | 3.46 | 0.39506 | 174.9649
| S4 | Main bar | 4 | 10 | 18 | 4.65 | 0.61728 |  | 206.6667
|  | Main bar | 4 | 10 | 18 | 4.6 | 0.61728 |  | 204.4444
|  | Distribution bar | 4 | 10 | 8 | 6.595 | 0.61728 |  | 130.2716
|  | Distribution bar | 4 | 10 | 8 | 6.045 | 0.61728 |  | 119.4074
|  | Binder | 4 | 8 | 6 | 5.945 | 0.39506 | 56.3674
|  | Binder | 4 | 8 | 8 | 3.6 | 0.39506 | 45.5111
| S5(Gallery) | Main bar | 3 | 8 | 11 | 2.25 | 0.39506 | 29.3333
|  | Distribution bar | 3 | 8 | 10 | 2.25 | 0.39506 | 26.6667
|  | Binder | 3 | 8 | 3 | 2.25 | 0.39506 | 8
| S5(NEAR BATHROOM AREA) | Main bar | 2 | 8 | 28 | 2.3 | 0.39506 | 50.884
|  | Distribution bar | 2 | 8 | 10 | 5.22 | 0.39506 | 41.2444
|  | Binder | 2 | 8 | 6 | 5.22 | 0.39506 | 24.7467
| S5(near courtyard area) | Main bar | 8 | 8 | 34 | 2.23 | 0.39506 | 239.6286
|  | Distribution bar | 8 | 8 | 10 | 6.46 | 0.39506 | 204.1679
|  | Binder | 8 | 8 | 3 | 6.46 | 0.39506 | 61.2504
| S5(near courtyard area) | Main bar | 4 | 8 | 18 | 2.23 | 0.39506 | 63.4311
|  | Distribution bar | 4 | 8 | 10 | 3.6 | 0.39506 | 56.8889
|  | Binder | 4 | 8 | 3 | 3.6 | 0.39506 | 17.0667
| S5(Near staircase area) | Main bar | 1 | 8 | 18 | 2.3 | 0.39506 | 16.3556
|  | Distribution bar | 1 | 8 | 10 | 3.545 | 0.39506 | 14.0049
|  | Binder |  |  |  |  | 0
| S5(Near staircase area) | Main bar | 1 | 8 | 26 | 2.3 | 0.39506 | 23.6247
|  | Distribution bar | 1 | 8 | 10 | 4.96 | 0.39506 | 19.5951
|  | Binder |  |  |  |  | 0
| S5 | Main bar | 1 | 8 | 32 | 2.3 | 0.39506 | 29.0765
|  | Distribution bar | 1 | 8 | 10 | 5.945 | 0.39506 | 23.4864
|  | Binder | 1 | 8 | 5 | 5.345 | 0.39506 | 10.558
| S9 | Main bar | 1 | 10 | 18 | 4.95 | 0.61728 |  | 55
|  | Main bar | 1 | 10 | 18 | 5.55 | 0.61728 |  | 61.6667
|  | Distribution bar | 1 | 10 | 18 | 4.95 | 0.61728 |  | 55
|  | Distribution bar | 1 | 10 | 18 | 5.55 | 0.61728 |  | 61.6667
|  | Top extraa | 1 | 8 | 6 | 4.32 | 0.39506 | 10.24
|  | Bindee | 1 | 8 | 12 | 4.32 | 0.39506 | 20.48
| S7 | Main bar | 1 | 10 | 26 | 3.13 | 0.61728 |  | 50.2346
|  | Main bar | 1 | 10 | 26 | 2.4 | 0.61728 |  | 38.5185
|  | Distribution bar | 1 | 10 | 10 | 8.175 | 0.61728 |  | 50.463
|  | Binder | 1 | 8 | 4 | 8.175 | 0.39506 | 12.9185
| S6 | Main bar | 1 | 8 | 20 | 2.445 | 0.39506 | 19.3185
|  | Distribution bar | 1 | 8 | 13 | 3.48 | 0.39506 | 17.8726
| S1 | Main bar | 2 | 8 | 18 | 2.4 | 0.39506 | 34.1333
|  | Distribution bar | 2 | 8 | 5 | 3.08 | 0.39506 | 12.1679
|  | Distribution bar | 2 | 8 | 5 | 3.63 | 0.39506 | 14.3407
|  | Binder | 2 | 8 | 5 | 3.08 | 0.39506 | 12.1679
|  | Binder | 2 | 8 | 8 | 2.3 | 0.39506 | 14.5383
| S1 | Main bar | 1 | 8 | 44 | 2.3 | 0.39506 | 39.9802
|  | Distribution bar | 1 | 8 | 10 | 6.94 | 0.39506 | 27.4173
|  | Binder | 1 | 8 | 5 | 6.34 | 0.39506 | 12.5235
|  | Binder | 1 | 8 | 8 | 2.3 | 0.39506 | 7.2691
| Shaft | Main bar | 2 | 8 | 8 | 2.055 | 0.39506 | 12.9896
|  | Distribution bar | 2 | 8 | 8 | 2.055 | 0.39506 | 12.9896
|  | Binder | 2 | 8 | 4 | 1.055 | 0.39506 | 3.3343
| Chair | Chair | 1 | 10 | 520 | 1.27 | 0.61728 |  | 407.6543
4 | O.H.W Water tank. Column | [5 empty] | 0
| C8/C14/C13/C12/C49/C55/C61/C68 | Verticals | 8 | 12 | 8 | 2.25 | 0.88889 |  |  | 128
|  | Verticals | 8 | 16 | 4 | 2.25 | 1.5802 |  |  |  | 113.7778
|  | Overlaps | 8 | 12 | 8 | 0.6 | 0.88889 |  |  | 34.1333
|  | Overlaps | 8 | 16 | 4 | 0.8 | 1.5802 |  |  |  | 40.4543
|  | Rings | 8 | 8 | 18 | 1.64 | 0.39506 | 93.2978
|  | Rings | 8 | 8 | 18 | 1.255 | 0.39506 | 71.3956
|  | Rings | 8 | 8 | 18 | 0.68 | 0.39506 | 38.6844
|  | Rings | 8 | 8 | 18 | 0.38 | 0.39506 | 21.6178
| C3 | Verticals | 1 | 12 | 4 | 2.25 | 0.88889 |  |  | 8
|  | Verticals | 1 | 16 | 8 | 2.25 | 1.5802 |  |  |  | 28.4444
|  | Overlaps | 1 | 12 | 4 | 0.6 | 0.88889 |  |  | 2.1333
|  | Overlaps | 1 | 16 | 8 | 0.8 | 1.5802 |  |  |  | 10.1136
|  | Rings | 1 | 8 | 18 | 1.64 | 0.39506 | 11.6622
|  | Rings | 1 | 8 | 18 | 1.255 | 0.39506 | 8.9244
|  | Rings | 1 | 8 | 18 | 0.68 | 0.39506 | 4.8356
|  | Rings | 1 | 8 | 18 | 0.38 | 0.39506 | 2.7022
| C20 | Verticals | 1 | 12 | 8 | 2.25 | 0.88889 |  |  | 16
|  | Verticals | 1 | 16 | 4 | 2.25 | 1.5802 |  |  |  | 14.2222
|  | Overlaps | 1 | 12 | 8 | 0.6 | 0.88889 |  |  | 4.2667
|  | Overlaps | 1 | 16 | 4 | 0.8 | 1.5802 |  |  |  | 5.0568
|  | Rings | 1 | 8 | 18 | 1.64 | 0.39506 | 11.6622
|  | Rings | 1 | 8 | 18 | 1.255 | 0.39506 | 8.9244
|  | Rings | 1 | 8 | 18 | 0.68 | 0.39506 | 4.8356
|  | Rings | 1 | 8 | 18 | 0.38 | 0.39506 | 2.7022
| C21 | Verticals | 1 | 12 | 8 | 2.25 | 0.88889 |  |  | 16
|  | Verticals | 1 | 16 | 4 | 2.25 | 1.5802 |  |  |  | 14.2222
|  | Overlaps | 1 | 12 | 8 | 0.6 | 0.88889 |  |  | 4.2667
|  | Overlaps | 1 | 16 | 4 | 0.8 | 1.5802 |  |  |  | 5.0568
|  | Rings | 1 | 8 | 18 | 1.64 | 0.39506 | 11.6622
|  | Rings | 1 | 8 | 18 | 1.255 | 0.39506 | 8.9244
|  | Rings | 1 | 8 | 18 | 0.68 | 0.39506 | 4.8356
|  | Rings | 1 | 8 | 18 | 0.38 | 0.39506 | 2.7022
| C56/C48/C57 | Verticals | 3 | 12 | 8 | 2.25 | 0.88889 |  |  | 48
|  | Verticals | 3 | 16 | 4 | 2.25 | 1.5802 |  |  |  | 42.6667
|  | Overlaps | 3 | 12 | 8 | 0.6 | 0.88889 |  |  | 12.8
|  | Overlaps | 3 | 16 | 4 | 0.8 | 1.5802 |  |  |  | 15.1704
|  | Rings | 3 | 8 | 18 | 1.64 | 0.39506 | 34.9867
|  | Rings | 3 | 8 | 18 | 1.255 | 0.39506 | 26.7733
|  | Rings | 3 | 8 | 18 | 0.68 | 0.39506 | 14.5067
|  | Rings | 3 | 8 | 18 | 0.38 | 0.39506 | 8.1067
| Machine room column | [5 empty] | 0
| C63 | Verticals | 1 | 12 | 6 | 3.35 | 0.88889 |  |  | 17.8667
|  | Verticals | 1 | 16 | 6 | 3.35 | 1.5802 |  |  |  | 31.763
|  | Overlaps | 1 | 12 | 6 | 0.6 | 0.88889 |  |  | 3.2
|  | Overlaps | 1 | 16 | 6 | 0.8 | 1.5802 |  |  |  | 7.5852
|  | Rings | 1 | 8 | 18 | 1.64 | 0.39506 | 11.6622
|  | Rings | 1 | 8 | 18 | 1.255 | 0.39506 | 8.9244
|  | Rings | 1 | 8 | 18 | 0.68 | 0.39506 | 4.8356
|  | Rings | 1 | 8 | 18 | 0.38 | 0.39506 | 2.7022
| C65 | Verticals | 1 | 16 | 8 | 3.35 | 1.5802 |  |  |  | 42.3506
|  | Verticals | 1 | 20 | 4 | 3.35 | 2.4691 |  |  |  |  | 33.0864
|  | Overlaps | 1 | 16 | 8 | 0.8 | 1.5802 |  |  |  | 10.1136
|  | Overlaps | 1 | 20 | 4 | 1 | 2.4691 |  |  |  |  | 9.8765
|  | Rings | 1 | 8 | 18 | 1.64 | 0.39506 | 11.6622
|  | Rings | 1 | 8 | 18 | 1.255 | 0.39506 | 8.9244
|  | Rings | 1 | 8 | 18 | 0.68 | 0.39506 | 4.8356
|  | Rings | 1 | 8 | 18 | 0.38 | 0.39506 | 2.7022
| C42/C43 | Verticals | 2 | 12 | 8 | 3.35 | 0.88889 |  |  | 47.6444
|  | Verticals | 2 | 16 | 4 | 3.35 | 1.5802 |  |  |  | 42.3506
|  | Overlaps | 2 | 12 | 8 | 0.6 | 0.88889 |  |  | 8.5333
|  | Overlaps | 2 | 16 | 4 | 0.8 | 1.5802 |  |  |  | 10.1136
|  | Rings | 2 | 8 | 18 | 1.64 | 0.39506 | 23.3244
|  | Rings | 2 | 8 | 18 | 1.255 | 0.39506 | 17.8489
|  | Rings | 2 | 8 | 18 | 0.68 | 0.39506 | 9.6711
|  | Rings | 2 | 8 | 18 | 0.38 | 0.39506 | 5.4044
| C59/C60/C64 | Verticals | 3 | 12 | 6 | 3.35 | 0.88889 |  |  | 53.6
|  | Verticals | 3 | 16 | 4 | 3.35 | 1.5802 |  |  |  | 63.5259
|  | Overlaps | 3 | 12 | 6 | 0.6 | 0.88889 |  |  | 9.6
|  | Overlaps | 3 | 16 | 4 | 0.8 | 1.5802 |  |  |  | 15.1704
|  | Rings | 3 | 8 | 18 | 1.64 | 0.39506 | 34.9867
|  | Rings | 3 | 8 | 18 | 1.255 | 0.39506 | 26.7733
|  | Rings | 3 | 8 | 18 | 0.68 | 0.39506 | 14.5067
|  | Rings | 3 | 8 | 18 | 0.38 | 0.39506 | 8.1067
| C44 | Verticals | 1 | 12 | 4 | 3.35 | 0.88889 |  |  | 11.9111
|  | Verticals | 1 | 16 | 6 | 3.35 | 1.5802 |  |  |  | 31.763
|  | Overlaps | 1 | 12 | 4 | 0.6 | 0.88889 |  |  | 2.1333
|  | Overlaps | 1 | 16 | 6 | 0.8 | 1.5802 |  |  |  | 7.5852
|  | Rings | 1 | 8 | 18 | 1.34 | 0.39506 | 9.5289
|  | Rings | 1 | 8 | 18 | 1.34 | 0.39506 | 9.5289
0
5 | O.H.W Water tank. Beam | [5 empty] | 0
| B1/B4 | Top bar | 4 | 20 | 2 | 6.465 | 2.4691 |  |  |  |  | 127.7037
|  | Bottom bar | 4 | 20 | 2 | 6.465 | 2.4691 |  |  |  |  | 127.7037
|  | Top extra | 4 | 20 | 4 | 2.31 | 2.4691 |  |  |  |  | 91.2593
|  | Bottom extraa | 4 | 16 | 2 | 3.845 | 1.5802 |  |  |  | 48.6084
|  | Rings | 4 | 8 | 36 | 1.62 | 0.39506 | 92.16
| B2/B5 | Top bar | 4 | 20 | 2 | 7.74 | 2.4691 |  |  |  |  | 152.8889
|  | Bottom bar | 4 | 20 | 2 | 7.74 | 2.4691 |  |  |  |  | 152.8889
|  | Top extra | 4 | 20 | 2 | 4.01 | 2.4691 |  |  |  |  | 79.2099
|  | Top extra | 4 | 20 | 2 | 2.01 | 2.4691 |  |  |  |  | 39.7037
|  | Bottom extraa | 4 | 16 | 2 | 3.72 | 1.5802 |  |  |  | 47.0281
|  | Rings | 4 | 8 | 51 | 1.62 | 0.39506 | 130.56
| B3/B6 | Top bar | 6 | 16 | 2 | 3.055 | 1.5802 |  |  |  | 57.9319
|  | Bottom bar | 6 | 16 | 2 | 3.0556 | 1.5802 |  |  |  | 57.9424
|  | Rings | 6 | 8 | 15 | 1.64 | 0.39506 | 58.3111
6 | O.H.W Water tank. Bottom slab | [5 empty] | 0
| S1 | Main bar | 4 | 12 | 35 | 2.16 | 0.88889 |  |  | 268.8
|  | Distribution bar | 4 | 12 | 15 | 5.22 | 0.88889 |  |  | 278.4
7 | Machine room beam | [5 empty] | 0
| B1 | Top bar | 1 | 20 | 2 | 6.465 | 2.4691 |  |  |  |  | 31.9259
|  | Bottom bar | 1 | 20 | 2 | 6.465 | 2.4691 |  |  |  |  | 31.9259
|  | Top extra | 1 | 20 | 2 | 6.465 | 2.4691 |  |  |  |  | 31.9259
|  | Bottom extraa | 1 | 16 | 2 | 4.745 | 1.5802 |  |  |  | 14.9965
|  | Rings | 1 | 8 | 34 | 1.32 | 0.39506 | 17.7304
| B3 | Top bar | 1 | 16 | 3 | 3.98 | 1.5802 |  |  |  | 18.8681
|  | Bottom bar | 1 | 16 | 3 | 3.98 | 1.5802 |  |  |  | 18.8681
|  | Rings | 1 | 8 | 25 | 1.32 | 0.39506 | 13.037
| B4/B5 | Top bar | 2 | 20 | 2 | 3.305 | 2.4691 |  |  |  |  | 32.642
|  | Bottom bar | 2 | 20 | 2 | 3.305 | 2.4691 |  |  |  |  | 32.642
|  | Bottom extraa | 2 | 20 | 1 | 1.55 | 2.4691 |  |  |  |  | 7.6543
|  | Rings | 2 | 8 | 22 | 1.32 | 0.39506 | 22.9452
8 | Machine room slab | Main bar | 1 | 12 | 23 | 3.46 | 0.88889 |  |  | 70.7378
|  | Distribution bar | 1 | 12 | 28 | 2.81 | 0.88889 |  |  | 69.9378
9 | Machine room mumty beam | [5 empty] | 0
| MB1 | Top bar | 1 | 16 | 2 | 8.095 | 1.5802 |  |  |  | 25.5842
|  | Bottom bar | 1 | 16 | 2 | 8.095 | 1.5802 |  |  |  | 25.5842
|  | Top extra | 1 | 16 | 4 | 2.36 | 1.5802 |  |  |  | 14.9175
|  | Bottom extraa | 1 | 20 | 1 | 5.775 | 2.4691 |  |  |  |  | 14.2593
|  | Rings | 1 | 8 | 47 | 1.32 | 0.39506 | 24.5096
| MB2 | Top bar | 1 | 20 | 3 | 8.04 | 2.4691 |  |  |  |  | 59.5556
|  | Bottom bar | 1 | 20 | 2 | 8.04 | 2.4691 |  |  |  |  | 39.7037
|  | Top extra | 1 | 16 | 4 | 2.36 | 1.5802 |  |  |  | 14.9175
|  | Bottom extraa | 1 | 20 | 1 | 5.775 | 2.4691 |  |  |  |  | 14.2593
|  | Rings | 1 | 8 | 47 | 1.32 | 0.39506 | 24.5096
| MB3 | Top bar | 1 | 20 | 2 | 8.615 | 2.4691 |  |  |  |  | 42.5432
|  | Bottom bar | 1 | 20 | 2 | 8.615 | 2.4691 |  |  |  |  | 42.5432
|  | Top extra | 1 | 20 | 2 | 8.615 | 2.4691 |  |  |  |  | 42.5432
|  | Rings | 1 | 8 | 47 | 1.32 | 0.39506 | 24.5096
| MB4 | Top bar | 1 | 16 | 2 | 8.4 | 1.5802 |  |  |  | 26.5481
|  | Bottom bar | 1 | 16 | 2 | 8.4 | 1.5802 |  |  |  | 26.5481
|  | Top extra | 1 | 16 | 2 | 2.96 | 1.5802 |  |  |  | 9.3551
|  | Top extra | 1 | 16 | 2 | 2.06 | 1.5802 |  |  |  | 6.5106
|  | Botttom extraa | 1 | 20 | 1 | 6.51 | 2.4691 |  |  |  |  | 16.0741
|  | Rings | 1 | 8 | 57 | 1.32 | 0.39506 | 29.7244
| MB5 | Top bar | 1 | 16 | 2 | 8.4 | 1.5802 |  |  |  | 26.5481
|  | Bottom bar | 1 | 16 | 2 | 8.4 | 1.5802 |  |  |  | 26.5481
|  | Top extra | 1 | 20 | 3 | 2.96 | 2.4691 |  |  |  |  | 21.9259
|  | Top extra | 1 | 20 | 3 | 2.06 | 2.4691 |  |  |  |  | 15.2593
|  | Botttom extraa | 1 | 20 | 1 | 6.51 | 2.4691 |  |  |  |  | 16.0741
|  | Rings | 1 | 8 | 57 | 1.32 | 0.39506 | 29.7244
| MB6 | Top bar | 1 | 16 | 2 | 8.61 | 1.5802 |  |  |  | 27.2119
|  | Bottom bar | 1 | 16 | 2 | 8.61 | 1.5802 |  |  |  | 27.2119
|  | Top extra | 1 | 20 | 3 | 3.11 | 2.4691 |  |  |  |  | 23.037
|  | Top extra | 1 | 20 | 3 | 2.36 | 2.4691 |  |  |  |  | 17.4815
|  | Botttom extraa | 1 | 20 | 1 | 6.14 | 2.4691 |  |  |  |  | 15.1605
|  | Rings | 1 | 8 | 60 | 1.32 | 0.39506 | 31.2889
10 | Machine room mumty slab | [5 empty] | 0
| S1 | Main bar | 1 | 10 | 22 | 6.1 | 0.61728 |  | 82.8395
|  | Main bar | 1 | 10 | 22 | 5.575 | 0.61728 |  | 75.7099
|  | Distribution bar | 1 | 10 | 23 | 5.39 | 0.61728 |  | 76.5247
|  | Distribution bar | 1 | 10 | 23 | 5.84 | 0.61728 |  | 82.9136
| S2 | Main bar | 1 | 10 | 20 | 3.56 | 0.61728 |  | 43.9506
|  | Distribution bar | 1 | 10 | 12 | 2.91 | 0.61728 |  | 21.5556
|  | Distribution bar | 1 | 10 | 13 | 4.11 | 0.61728 |  | 32.9815
| S2 | Main bar | 1 | 10 | 20 | 2.26 | 0.61728 |  | 27.9012
|  | Distribution bar | 1 | 10 | 7 | 4.11 | 0.61728 |  | 17.7593
|  | Distribution bar | 1 | 10 | 7 | 2.91 | 0.61728 |  | 12.5741
| S3 | Main bar | 1 | 10 | 60 | 2.16 | 0.61728 |  | 80
|  | Distribution bar | 1 | 10 | 14 | 7.95 | 0.61728 |  | 68.7037
11 | Water tank retaining wall | [5 empty] | 0
|  | Verticals | 2 | 12 | 390 | 3.75 | 0.88889 |  |  | 2600
|  | Binder | 2 | 10 | 72 | 5.945 | 0.61728 |  | 528.4444
|  | Binder | 2 | 10 | 72 | 7.15 | 0.61728 |  | 635.5556
|  | Binder | 2 | 10 | 72 | 1.7 | 0.61728 |  | 151.1111
12 | Water tank Top slab(S2) | [5 empty] | 0
| Main bar | Main bar | 4 | 8 | 32 | 2.23 | 0.39506 | 112.7664
|  | Distribution bar | 4 | 8 | 12 | 5.22 | 0.39506 | 98.9867
13 | Fire escape staircase detail | [5 empty] | 0
| LB 1 | Top bar | 1 | 16 | 2 | 5.58 | 1.5802 |  |  |  | 17.6356
|  | Bottm bar | 1 | 16 | 2 | 5.58 | 1.5802 |  |  |  | 17.6356
|  | Top extraa | 1 | 16 | 4 | 2.06 | 1.5802 |  |  |  | 13.0212
|  | Bottom extraa | 1 | 16 | 1 | 3.46 | 1.5802 |  |  |  | 5.4677
|  | Rings | 1 | 8 | 33 | 1.32 | 0.39506 | 17.2089
| 13th Flight | Dowels | 1 | 12 | 7 | 2.5 | 0.88889 |  |  | 15.5556
|  | Dowels | 1 | 12 | 6 | 2 | 0.88889 |  |  | 10.6667
|  | Overlap | 1 | 12 | 7 | 0.6 | 0.88889 |  |  | 3.7333
|  | Overlap | 1 | 12 | 7 | 0.6 | 0.88889 |  |  | 3.7333
|  | Main bar | 2 | 12 | 7 | 4.43 | 0.88889 |  |  | 55.1289
|  | Main bar | 2 | 12 | 6 | 4.13 | 0.88889 |  |  | 44.0533
|  | Distribution bar | 2 | 8 | 16 | 1.75 | 0.39506 | 22.1235
| At Landing | Main bar | 2 | 12 | 19 | 2.03 | 0.88889 |  |  | 68.5689
|  | Distribution bar | 2 | 8 | 10 | 4.45 | 0.39506 | 35.1605
| 14th Flight | Main bar | 2 | 12 | 12 | 6 | 0.88889 |  |  | 128
|  | Distribution bar | 2 | 12 | 32 | 1.75 | 0.88889 |  |  | 99.5556
|  | Overlap | 2 | 12 | 13 | 0.6 | 0.88889 |  |  | 13.8667
|  | extraa bar | 1 | 12 | 13 | 1.475 | 0.88889 |  |  | 17.0444
|  | Chair | 1 | 12 | 28 | 0.75 | 0.88889 |  |  | 18.6667
14 | Staircase detail(Near lift area) | LB1(Top bar) | 1 | 16 | 2 | 6.04 | 1.5802 |  |  |  | 19.0894
|  | Bottom bar | 1 | 16 | 2 | 6.04 | 1.5802 |  |  |  | 19.0894
|  | Top extraa | 1 | 16 | 2 | 2.36 | 1.5802 |  |  |  | 7.4588
|  | Bottomm extraa | 1 | 16 | 1 | 3.56 | 1.5802 |  |  |  | 5.6257
|  | Rings | 1 | 8 | 33 | 1.32 | 0.39506 | 17.2089
|  | Dowels | 1 | 12 | 8 | 2.5 | 0.88889 |  |  | 17.7778
|  | Dowels | 1 | 12 | 8 | 2 | 0.88889 |  |  | 14.2222
|  | Overlap | 2 | 12 | 16 | 0.6 | 0.88889 |  |  | 17.0667
| 19th Flight | Main bar | 2 | 12 | 8 | 3.98 | 0.88889 |  |  | 56.6044
|  | Main bar | 2 | 12 | 8 | 3.68 | 0.88889 |  |  | 52.3378
|  | Distribution bar | 2 | 10 | 15 | 1.75 | 0.61728 |  | 32.4074
| 20th Flight | Main bar | 2 | 12 | 16 | 3.09 | 0.88889 |  |  | 87.8933
|  | Distribution bar | 2 | 10 | 16 | 1.75 | 0.61728 |  | 34.5679
| 21th Flight | Main bar | 2 | 12 | 16 | 6.88 | 0.88889 |  |  | 195.6978
|  | Distribution bar | 2 | 10 | 35 | 1.75 | 0.61728 |  | 75.6173
|  | extraa bar | 2 | 12 | 16 | 1.4 | 0.88889 |  |  | 39.8222
|  | Chair | 1 | 12 | 35 | 0.75 | 0.88889 |  |  | 23.3333
15 | 3rd Floor&4th Floor | [5 empty] | 0
| D1 | D1 | 44 | 10 | 4 | 1.075 | 0.61728 |  | 116.7901
| D2 | D2 | 24 | 10 | 4 | 0.95 | 0.61728 |  | 56.2963
| D3 | D3 | 8 | 10 | 4 | 0.8 | 0.61728 |  | 15.8025
| Rings | Rings | 64 | 8 | 7 | 0.44 | 0.39506 | 77.8746
| Window lintel | Main bar | 8 | 10 | 64 | 0.49 | 0.61728 |  | 154.8642
|  | Distribution bar | 8 | 10 | 4 | 9.46 | 0.61728 |  | 186.8642
16 | Chajja | Main bar | 16 | 10 | 20 | 1.21 | 0.61728 |  | 239.0123
|  | Distribution bar | 16 | 10 | 4 | 2.93 | 0.61728 |  | 115.7531
17 | Sill beam | Main bar | 8 | 10 | 64 | 0.49 | 0.61728 |  | 154.8642
| Sill beam | Distribution bar | 8 | 10 | 4 | 9.46 | 0.61728 |  | 186.8642
1 | Water tank | [5 empty] | 0
| Footing | Main bar | 1 | 8 | 27 | 3.46 | 0.39506 | 36.9067
|  | Distribution bar | 1 | 8 | 12 | 6.36 | 0.39506 | 30.1511
|  | Verticals | 1 | 12 | 60 | 4.15 | 0.88889 |  |  | 221.3333
|  | Verticals | 1 | 12 | 112 | 4.15 | 0.88889 |  |  | 413.1556
|  | Binder | 1 | 10 | 88 | 3.06 | 0.61728 |  | 166.2222
|  | Binder | 1 | 10 | 88 | 5.96 | 0.61728 |  | 323.7531
| Water tank top slab | Main bar | 1 | 12 | 36 | 3.06 | 0.88889 |  |  | 97.92
|  | Distribution bar | 1 | 10 | 18 | 6.06 | 0.61728 |  | 67.3333
2 | Washbasin counter slab | Main bar | 14 | 8 | 21 | 0.55 | 0.39506 | 63.8815
|  | Distribution bar | 14 | 8 | 4 | 3.18 | 0.39506 | 70.3526
| Outer Retaining Wall Steel | [6 empty] | 2268
| Inner Retaining Wall Steel | [6 empty] | 850.5
| Central Block Ground + First | [6 empty] | 945
| Central Block Upper Floor Corridor | [6 empty] | 741.69
[8 empty] | 68724.9881 | 32762.0494 | 53021.2204 | 70303.0592 | 53801.0025 | 1242.6698 | 279854.9894
504
2268
[16 empty] | 189 | 210
[16 empty] | 850.5 | 945
164.82
741.69

## PLUMBING ABSTRACT
Plumbing Works
S.No. | Description | Unit | Rate | Qty | Amount
(I) | SANITARY FIXTURES (As per Approved LOM)
1 | Providing & fixing vitreous China floor mounted European W.C. with ‘P’ or ‘S’ trap, with seat with lid, C.P. hinges rubber buffers, with 10 litre capacity machine vitreous china low level cistern with accessories, C.P. handle fixed over a pan of suitable brackets complete including cutting and making good wall and floor wherever required.
a) | White colour EWC,Cistern, Seat cover, Twin Flush fittings) | Each |  | 60 | 0
b) | Providing & fixing And Commissioning Of Anglo Indian WC. | Each |  | 28 | 0
2 | Providing & fixing vitreous china oval (Table top) wash basin 550x400mm dia. for over counter mounting, specially fabricated brackets painted white, 32mm C.P.cast brass bottle trap and pipe to wall with C.P. wall flange and rubber adapter for waste connection complete, including cutting and making good the walls wherever required.
a) | White colour as per LOM | Each |  | 88 | 0
4 | Providing & fixing 15mm dia C.P. brass bib tap complete including cutting and making good the walls wherever required. | Each
a) | Two way Bib Cock as per LOM | Each |  | 88 | 0
b) | Long body as per LOM | Each |  | 168 | 0
5 | Providing & fixing 15mm C.P brass angle valve with C.P. copper connecting pipe 375mm long & nuts, washer and C.P. brass flange complete, including cutting & making good the wall wherever required. | Each |  | 344 | 0
6 | Providing & fixing 15mm C.P. pillar tap for W.B. | Each |  | 88 | 0
7 | Providing & fixing C.P brass Health Faucet with CP hose of 1.5 mtr lenght, washer and C.P. brass flange complete, including cutting & making good the wall wherever required. | Each |  | 88 | 0
8 | Providing and fixing 15mm C.P overhead shower with shower arm. | Each |  | 84 | 0
9 | Providing and fixing one concealed stop cocks for cold or hot water supply. | Each |  | 182 | 0
10 | Providing & fixing in position storage type hot water electrical vertical heaters with copper container, insulation, and stove enameled M.S. jacket, thermostatically controlled immersion heater, with pilot lamp, 15/20mm dia inlet with non return valve and 5/20mm dia outlet including making connections complete in all respects.(wall mounted with suitable M.S. bolts and nuts)
d) | Capacity 50 litres | Each |  | 28 | 0
(II) | SOIL, WASTE, VENT AND RAIN WATER PIPES & FITTINGS
1 | Providing & fixing Type-B uPVC SWR pipe conforming to IS:13592-1992, waste and vent pipes including all fittings, (plain or door) e.g. bends, junctions, cowls, offsets, access pieces etc. jointing with uPVC solvent cement including connection to traps, cutting holes in walls and floors, excavation,refilling and disposal of surplus earth wherever required and making good.
a) | 40 mm dia | Metre |  | 196.2 | 0
b) | 75 mm dia | Metre |  | 396.2 | 0
c) | 110mm dia | Metre |  | 3036 | 0
2 | Providing and fixing uPVC (S.W.R.) rain water pipes of Type-B conforming to IS:13592-1992 including all fittings with or without access i.e bends, junctions, offsets, etc., and jointing with rubber lubricant and clips (uPVC), including cutting holes in walls and floors connection with rain water khurras etc. , (rubber rings conform to I.S. 5382) wherever required and making good the same, complete as directed by the Engineer-in-Charge.
c) | 160mm outer dia. | Metre |  | 1117.6 | 0
3 | Providing & fixing uPVC deep seal P or S trap of self cleansing design with or without vent arm with provision for connecting uPVC inlet fitting complete, including cost of cutting and making good the walls and floors wherever required.
a) | For 110mm inlet and110mm outlet. | Each |  | 442 | 0
4 | Providing & fixing cement concrete 1:2:4 mix (1 cement : 2 coarse sand: 4 stone aggregate 20mm and down gauge) 75mm in bed and pipe.
a) | For 110mm, 75mm and 50mm dia pipes under floor including centering & shuttering wherever required, all round for uPVC Pipes. | Metre |  | 364.2 | 0
b) | For haunching of 150mm dia RCC pipes and concrete bed of 100 MM thickness | Metre |  | 696.4 | 0
5 | Providing and fixing making Khurras with average minimum thickness of 5cm Cement Concrete 1:2:4 ( 1 Cement : 2 Coarse Sand : 4 Graded Stone Aggregate) over PVC sheet 1mx1mx400 micron, finished with 12mm Cement Plaster 1:3 (1 Cement : 3 Coarse Sand) and a coat of neat cement rounding the edges and making & finishing complete.
a) | For 75mm dia outlet with vertical C.I grating. | Each |  | 0
c) | For 160mm dia outlet with vertical C.I grating. | Each |  | 16 | 0
6 | Providing and fixing 125mm dia Stainless steel ring and Grate with groove locking system, ring to be embedded in floor with sealent. | Each |  | 568 | 0
7 | Providing & fixing square mouth S.W. gully trap grade ‘A‘ complete with C.I. grating, brick masonry chamber and water tight C.I. cover with frame of 300x300mm size (inside) the weight of cover to be not less than 2.72 kg as per standard design. 150x100mm size P type. | Each |  | 10 | 0
III. | WATER SUPPLY SYSTEM (Internal)
1 | Excavation of trenches of required width for pipes, including excavation for sockets, and dressing of sides, ramming of bottoms, depth upto 1.5m including getting out the excavated soil, and then returning soil as required, in layers not exceeding 20cm depth including consolidating each deposited layer by ramming, watering etc. and disposing of surplus excavated soil as directed outside the site to the approved dumping ground.
(a) | In all kinds of soil except hard rock
i) | Pipes, cables etc, not exceeding 80mm dia. | Metre |  | 1804 | 0
2 | Providing and fixing Chlorinated polyvinyl Chloride pipes (CPVC) (ASTM F437 & ASTM F438) SDR 13.5 having thermal stability for hot & cold water supply system including all CPVC fitting like plain & brass threaded fittings including cutting and chasing in walls and floors and repairing these in good conditions. This includes jointing pipe & fittings one step with the CPVC solvent cement & testing of joints complete as per direction of the Engineer in-charge
b) | 20mm dia | Metre |  | 2111.7 | 0
c) | 25mm dia | Metre |  | 750.8 | 0
d) | 32mm dia | Metre |  | 142.4 | 0
e) | 40mm dia | Metre |  | 437.8 | 0
f) | 50mm dia | Metre |  | 13.2 | 0
g) | 65mm dia External Water Supply Line | Meter |  | 401.5 | 0
3 | Providing and fixing insulation over hot/cold water pipes embedded with one layer of 9mm thick nitrile rubber fome tube & secondery wrapped around the nitrole rubber tube plastic grip tape complete as per Manufactuer's specifications
b) | For 20mm dia pipe or equivalent dia | Metre |  | 397.3 | 0
c) | For 25mm dia pipe or equivalent dia | Metre |  | 93.8 | 0
d) | For 32mm dia pipe or equivalent dia | Metre |  | 142.4 | 0
4 | Providing and fixing brass/bronze lever operated ball valve of full flow with stainless steel ball (AISI 304 and spindle AISI 410) with setting and gland of superior quality, including providing and fixing FABT/MABT of suitable size, having minimum working pressure of 10 kg/cm2.
a) | 20mm dia | Each |  |  | 0
b) | 25mm dia | Each |  | 120 | 0
d) | 40mm dia | Each |  | 8 | 0
e) | 50mm dia | Each |  | 8 | 0
f) | 63mm dia | Each |  | 18 | 0
IV | Drainage / Sewerage System
1 | Constructing brick masonry catch basin with 75 class designation bricks in cement mortar 1:5 (1 cement: 5 coarse sand), 200m thick foundation concrete 1:5:10 (1 cement: 5 coarse sand: 10 graded stone aggregate 40mm nominal size) inside and outside plaster in cement mortar 1:3 (1 cement: 3 coarse sand). inside finished with floating coat of neat cement, making haunches and channel in cement concrete 1:2:4 (1 cement: 2 coarse sand: 4 graded stone aggregate 20mm nominal size) neatly finished, complete as per standard design including excavation, refilling and disposal of surplus earth.
a) | Size 600x600x600mm inside with precast S.F.R.C. grating of approved design and sample fixed in RCC slab in cement 1:2:4 mix (1 cement: 2 coarse sand: 4 graded stone aggregate 20mm nominal size) including centering, shuttering all complete as per site conditions. | Each |  | 128 | 0
3 | Constructing brick masonry manhole with 75 class designation bricks in cement mortar 1:4 (1 cement : 4 coarse sand), RCC top slab with 1:2:4 mix (1 cement : 2 coarse sand: 4 graded stone aggregate 20mm nominal size), foundation concrete 1:4:8 mix (1 cement : 4 coarse sand; 8 graded stone aggregate 40mm nominal size), inside and outside plastering 12mm thick with cement mortar 1:3 (1 cement:3 coarse sand), finished with a floating coat of neat cement inside and rough plaster on outside and making channels in cement concrete 1:2:4 mix (1 cement : 2 coarse sand: 4 graded stone aggregate 20mm nominal size), neatly finished complete as per standard design including excavation, refilling and disposal of surplus earth. Inside size 90x80cms and 60cms deep including C.I. cover with frame (light duty) 455x610mm internal dimensions total weight of cover and frame to be not less than 38 kg (wt. of cover 23 kg and wt. of frame 15 kg) | Each |  | 22 | 0
VII | FIRE HYDRANT SYSTEM
(All Fire Fighting Hardware Should be ISI Mark)
1 | 100 mm dia MS (Heavy Class) confirming to IS : 1239 Pipes painted with one coat of primer & two coats of post office red enamel paint suspended in ceiling, walls, columns for all heights with hangers/supports and fasteners all as per drawing including chasing of walls / coloumns / ceiling etc. and making good the same complete as required. | Metre |  | 164 | 0
2 | Providing and fixing gunmetal / SS landing valve conforming to IS -5290 with 63 mm dia instantaneous female coupling on the outlet with S.S. orifice flange 6 mm thick as required to maintain 3.5 Kg/sq.cm., gun metal blank cap and chain, necessary companion flanges nuts, bolts, washer and gasket complete as per specification. (ISI marked)
a) | Single outlet | Each |  | 14 | 0
3 | Providing and fixing first aid fire hose reel drum wall mounting, swinging type fitted with 20 mm dia 36.5 m long high pressure hose to I.S. 5132 with 5 mm outlet gunmetal / SS nozzle with shut off valve (I.S. 884-1969). Name of Manufacturer should be embossed on the drum. | Each |  | 14 | 0
4 | Providing and fixing 63 mm dia 15m long EPDM lined fabric lined hose including gunmetal/SS male and female instantaneous type coupling approved by fire authority, machine wound with copper wire complete in all respects.Hose shall conform to IS 636 TypeII and coupling to IS 903 -1975 ( ISI marked) | Each |  | 28 | 0
5 | Providing and fixing brass ball valve (full bore type) with plastic coated lever and screwed female ends tested to 20 Kg/ cm2 of approved quality as specified.
a) | 25 mm dia | Each |  | 14 | 0
6 | Providing and fixing C.I. Butterfly valves conforming to PN 1.0/13095 with nuts, bolts, washers, 3mm thick insertion ruber gasket and two matching flanges as per table 'E' etc. complete.
a) | 100 mm dia | Each |  | 4 | 0
7 | Providing and fixing ABC type fire extinguishers consisting of welded MS cylindrical body, squeeze lever discharge valve fitted with pressure indicating gauge internal discharge tube, 30 cms long high pressure discharge hose, discharge nozzle, suspension bracket, conforming to ISI finished externally with red enamel paint and fixed to wall with brackets complete with internal charge.
a) | Capacity 5.0 kg. I.S.I. Marked. | Each |  | 64 | 0
Additional Work/Item
1 | Providing & fixing white vitreous china flat back urinal large (semi stall) of size 635x395x420mm or equivalent with C.I. hanger and 32mm dia C.P. brass domical waste, 32mm dia cast bottle trap and pipe to wall with C.P. flange complete including cutting and making good the wall and making necessary connections to the flushing system.
a | In white color | Each |  | 112 | 0
2 | Making Hole in exisiting RCC slab & beam via mechanical core cutting machine including clearing of debries & clearing site for work
a) | For 230 mm RCC Beam | Each |  | 0 | 0
b) | For 125 mm RCC Slabe | Each |  | 432 | 0
3 | Providing & fixing 15mm dia C.P. brass bib tap complete including cutting and making good the walls wherever required.
a) | Short body | Each |  | 56 | 0
4 | providing & fixing MS SLEEVE pipe with flanch for mm thick ms plate include redoxide paint
a) | 50mm dia | Each |  | 8 | 0
b) | 80mm dia | Each |  | 38 | 0
c) | 100mm dia | Each |  | 20 | 0
1 | Providing and fixing UPVC Pipes Schedule 40 having thermal stability for cold water supply system including all UPVC fitting like plain & brass threaded fittings including cutting and chasing in walls and floors and repairing these in good conditions. This includes jointing pipe & fittings one step with the UPVC solvent cement & testing of joints complete as per direction of the Engineer in-charge
| 80 mm Dia | Mtr |  | 248.9 | 0
2 | Providing and laying non-pressure NP2 class R.C.C. pipes with collars, jointed with stiff cement mortar 1:2 (1 cement 2 fine sand) to correct levels including testing of joints and making good leakages, wherever required.
| 200 mm Dia | Mtr |  | 138.8 | 0
3 | Providing and laying 150 mm thick cement concrete 1:4:8 (1 cement:4 fine sand:8 graded stone aggregate 40mm nominal size)bed in bottom of pipe & 100 mm haunching alround pipes as per standard design.
| 200 mm Dia | Metre |  | 138.8 | 0
Extraa items
1 | Supply,installation and fixing 63 dia SS BRANCH PIPE WITH 20MM (nominal internal diameter)size gun metal nozzle confirming to IS 903 ,suitable for instantenous connection hose pipe coupling as required | Nos |  | 14 | 0
2 | Supply installation and f ixing hose box of 2mm thick MS Sheet with 6 mm thick glazed single glass door suitable to accomodate external hydrant with 1nos 15 mtr long hose pipe ,1 nos of branch pipeb mounted on wall & duly painted by PO Red externally. |  |  | 14 | 0
3 | Non return valve |  |  | 2 | 0
4 | Providing, fixing Urinal Partation |  |  | 42 | 0
| Total AMOUNT |  |  |  | 0

## Plumbing MB (hidden)
PLUMBING BILL Date-23-08-2024
S.NO. | Description | Item No. | Qty | Unit
(I) | SANITARY FIXTURES (All Chinaware Fittings , Make - Cera, & All C.P. Fiitings
1(a) | Providing & fixing vitreous China floor/wall mounted European W.C.
| Ground to 6th Floor Toilet | 2 | 56 | Nos
| Handicap Toilet | 14 | 4 | Nos
| TOTAL QTY |  | 60 | Nos
1(b) | Providing & fixing And Commissioning Of Anglo Indian WC.
| Ground to 6th Floor Toilet | 1 | 28 | Nos
| TOTAL QTY |  | 28 | Nos
3 | Providing & fixing vitreous china oval (Table top) wash basin
| Ground to 6th Floor Toilet | 3 | 84 | Nos
| Handicap Toilet | 15 | 4 | Nos
| TOTAL QTY |  | 88 | Nos
4(a) | Providing & fixing 15mm dia C.P. brass Two way Bib Cock
| Ground to 6th Floor Toilet | 4 | 84 | Nos
| Handicap Toilet | 16 | 4 | Nos
| TOTAL QTY |  | 88 | Nos
0
4(b) | Providing & fixing 15mm dia C.P. brass Long Body. |  | 0
| Ground to 6th Floor Toilet | 5 | 168 | Nos
| TOTAL QTY |  | 168 | Nos
0
5 | Providing & fixing 15mm C.P brass angle valve |  | 0
| Ground to 6th Floor Toilet | 6 | 336 | Nos
| Handicap Toilet | 17 | 8 | Nos
| TOTAL QTY |  | 344 | Nos
0
6 | Providing & fixing 15mm C.P. pillar tap |  | 0
| Ground to 6th Floor Toilet | 7 | 84 | Nos
| Handicap Toilet | 18 | 4 | Nos
| TOTAL QTY |  | 88 | Nos
0
7 | Providing & fixing C.P brass Health Faucet |  | 0
| Ground to 6th Floor Toilet | 8 | 84 | Nos
| Handicap Toilet | 19 | 4 | Nos
| TOTAL QTY |  | 88 | Nos
0
8 | 'Providing and fixing 15mm C.P overhead shower |  | 0
| Ground to 6th Floor Toilet | 9 | 84 | Nos
| TOTAL QTY |  | 84 | Nos
0
9 | Providing and fixing one concealed stop cocks |  | 0
| Drinking Area | 4 | 14 | Nos
| G to 6th Floor | 8 | 168 | Nos
| TOTAL QTY |  | 182 | Nos
10 | Providing & fixing in position storage type hot water electrical vertical heaters |  | 0
| Ground to 6th Floor Toilet | 10 | 28 | Nos
| TOTAL QTY |  | 28 | Nos
0
(II) | SOIL, WASTE, VENT AND RAIN WATER PIPES & FITTINGS |  | 0
1 | Providing & fixing Type-B uPVC SWR pipe |  | 0
a) | 40 mm dia |  | 0
| Terrace to 6th Floor Coridor RW | 3 | 43.2 | Mtr
| G To 6th Floor | 11 | 149.8 | Mtr
| Ground Floor handicap toilet | 10 | 3.2 | Mtr
| TOTAL QTY |  | 196.2 | Mtr
0
b) | 75 mm dia |  | 0
| Drinking Area | 10 | 5.6 | Mtr
| Toilet Ground To 6th Floor Soil Line | 6 | 39.2 | Mtr
| Toilet Ground To 6th Floor West Line | 7 | 165.2 | Mtr
| Gumati RW | 14 | 5 | Mtr
| Terrace Insulation Cover | 3 | 175.2 | Mtr
| Terrace Insulation Cover | 7 | 6 | Mtr
| TOTAL QTY |  | 396.2 | Mtr
0
c) | 110mm dia |  | 0
| Ground To Terrace Verticle RW | 2 | 450 | Mtr
| Verticle Shaft Toilet Soil,West,RW | 7 | 1401.6 | Mtr
| Drinking Area RW, West Verticle Shaft | 9 | 102.8 | Mtr
| Toilet Ground To 6th Floor Soil Line | 5 | 407.4 | Mtr
| Toilet Ground To 6th Floor West Line | 10 | 455 | Mtr
| Ground Floor handicap toilet Soil Line | 7 | 11.4 | Mtr
| Ground Floor handicap toilet West Line | 8 | 22.8 | Mtr
| Gumati RW | 13 | 7.4 | Mtr
| Ground Floor BH-4 TW-1 To TW-2 Between Soil,West,RW Line | 3 | 20.8 | Mtr
| Courtyard Rw | 6 | 115.2 | Mtr
| Toilet Shaft Soil,West | 1 | 41.6 | Mtr
| TOTAL QTY |  | 3036 | Mtr
0
2 | Providing and fixing uPVC (S.W.R.) rain water pipes of Type-A |  | 0
c) | 160mm outer dia. |  | 0
| RW Line | 2 | 213.6 | Mtr
| Near BH-4 Tower -1 RW | 4 | 22 | Mtr
| Ground To Terrace Verticle RW | 1 | 406.4 | Mtr
| Ground Floor BH-4 TW-1 To TW-2 Between Siver Line | 1 | 112.4 | Mtr
| Ground Floor BH-4 TW-1 To TW-2 Between RW Line | 2 | 225.2 | Mtr
| Corridor RW | 7 | 14.8 | Mtr
| Ground Floor RW Line | 2 | 60 | Mtr
| Courtyard Rw to Outside | 5 | 63.2 | Mtr
| TOTAL QTY |  | 1117.6 | Mtr
0
3 | Providing & fixing uPVC deep seal P |  | 0
a) | For 110mm inlet and110mm outlet. |  | 0
| Toilet Ground To 6th Floor | 9 | 196 | Nos
| Ground Floor handicap toilet | 9 | 8 | Nos
| N-TRAPE |  | 0
| Drinking Area | 11 | 14 | Nos
| Toilet Ground To 6th Floor | 8 | 224 | Nos
| TOTAL QTY |  | 442 | Nos
0
4 | Providing & fixing cement concrete 1:2:4 mix |  | 0
a) | For 110mm, 75mm and 50mm dia pipes |  | 0
| Toilet Ground Floor Soil Line | 1 | 58.2 | Mtr
| Toilet Ground Floor West Line | 4 | 65 | Mtr
| Toilet Ground Floor Soil Line | 2 | 5.6 | Mtr
| Toilet Ground Floor West Line | 3 | 23.6 | Mtr
| Ground Floor handicap toilet Soil Line | 7 | 11.4 | Mtr
| Ground Floor handicap toilet West Line | 8 | 22.8 | Mtr
| Ground Floor BH-4 TW-1 To TW-2 Between Soil,West,RW Line | 3 | 20.8 | Mtr
| Courtyard Rw | 6 | 115.2 | Mtr
| Toilet Shaft Soil,West | 1 | 41.6 | Mtr
| TOTAL QTY |  | 364.2 | Mtr
0
b) | For haunching of 150mm |  | 0
| RW Line | 2 | 213.6 | Mtr
| Near BH-4 Tower -1 RW | 4 | 22 | Mtr
| Ground Floor BH-4 TW-1 To TW-2 Between Siver Line | 1 | 112.4 | Mtr
| Ground Floor BH-4 TW-1 To TW-2 Between RW Line | 2 | 225.2 | Mtr
| Ground Floor RW Line | 2 | 60 | Mtr
| Courtyard Rw to Outside | 5 | 63.2 | Mtr
| TOTAL QTY |  | 696.4 | Mtr
0
5 | Providing and fixing making Khurras |  | 0
c) | For 160mm dia outlet with vertical C.I grating. |  | 0
| Terrace | 9 | 16 | Nos
| TOTAL QTY |  | 16 | Nos
0
6 | Providing and fixing 125mm dia Stainless steel grating. |  | 0
| Ground to 6th Floor Toilet | 10 | 560 | Nos
| Handicap Toilet | 20 | 8 | Nos
| TOTAL QTY |  | 568 | Nos
0
7 | Providing & fixing square mouth S.W. gully trap |  | 0
| Siver | 5 | 10 | Nos
| TOTAL QTY |  | 10 | Nos
0
III. | WATER SUPPLY SYSTEM (Internal) |  | 0
1 | Excavation of trenches of required width for pipes |  | 0
i) | Pipes, cables etc, not exceeding 80mm dia. |  | 0
| 80 mm Dia |  | 0
| Boring Line | 3 | 226.8 | Mtr
| BH-4(Tower 2 To Tower-1) Boring Line | 5 | 138.8 | Mtr
| Ground Floor Boring Line | 3 | 60 | Mtr
| Back Side Boring Line | 1 | 40.2 | Mtr
| 160 mm Dia |  | 0
| RW Line | 2 | 213.6 | Mtr
| Near BH-4 Tower -1 RW | 4 | 22 | Mtr
| Ground Floor BH-4 TW-1 To TW-2 Between Siver Line | 1 | 112.4 | Mtr
| Ground Floor BH-4 TW-1 To TW-2 Between RW Line | 2 | 225.2 | Mtr
| Ground Floor RW Line | 2 | 60 | Mtr
| Courtyard Rw to Outside | 5 | 63.2 | Mtr
0
| 110 mm Dia |  | 0
| Toilet Ground Floor Soil Line | 1 | 58.2 | Mtr
| Toilet Ground Floor West Line | 4 | 65 | Mtr
| Toilet Ground Floor Soil Line | 2 | 5.6 | Mtr
| Toilet Ground Floor West Line | 3 | 23.6 | Mtr
| Ground Floor handicap toilet Soil Line | 7 | 11.4 | Mtr
| Ground Floor handicap toilet West Line | 8 | 22.8 | Mtr
| Ground Floor BH-4 TW-1 To TW-2 Between Soil,West,RW Line | 3 | 20.8 | Mtr
| Courtyard Rw | 6 | 115.2 | Mtr
| Toilet Shaft Soil,West | 1 | 41.6 | Mtr
| 200 mm dia |  | 0
| Siver Line | 1 | 180.8 | Mtr
| Ground Floor Front side | 8 | 36.8 | Mtr
| STP Side Siver Line | 1 | 60 | Mtr
| TOTAL QTY |  | 1804 | Mtr
0
2 | Providing and fixing Chlorinated polyvinyl Chloride pipes |  | 0
b) | 20mm dia |  | 0
| Verticle shaft G to 6th Floor RO Line | 2 | 48 | Mtr
| G to 6th Floor RO Line | 3 | 65.1 | Mtr
| G to 6th Floor FWS | 7 | 571.2 | Mtr
| G to 6th Floor DWS | 10 | 1094.8 | Mtr
| G To 6th Floor HWS | 12 | 284.2 | Mtr
| Ground Floor handicap toilet FWS | 5 | 16.4 | Mtr
| Ground Floor handicap toilet DWS | 6 | 28.6 | Mtr
| Terrace RO Plant No.-1 RO CWS | 6 | 3.4 | Mtr
| TOTAL QTY |  | 2111.7 | Mtr
0
c) | 25mm dia |  | 0
| G to 6th Floor DWS | 5 | 225.4 | Mtr
| G to 6th Floor FWS | 6 | 219.8 | Mtr
| Ground Floor handicap toilet verticle Shaft DWS,FWS | 1 | 96 | Mtr
| Ground Floor handicap toilet FWS | 3 | 7.3 | Mtr
| Ground Floor handicap toilet DWS | 4 | 11.9 | Mtr
| Terrace Ring Line DWS | 5 | 6.4 | Mtr
| Terrace RO Line | 2 | 89.8 | Mtr
| Terrace RO Plant No.-1 DWS | 4 | 2 | Mtr
| Terrace RO Plant No.-1 RO CWS | 5 | 10.6 | Mtr
| Terrace RO Plant No.-1 RO to Watercooler | 7 | 8.8 | Mtr
| Terrace RO Plant No.-1 RO Drain | 8 | 8.4 | Mtr
| Terrace RO Plant No.-2 DWS | 1 | 6 | Mtr
| Terrace RO Plant No.-2 RO Drain | 2 | 9.4 | Mtr
| Terrace RO Plant No.-2 RO to Watercooler | 3 | 20 | Mtr
| Terrace RO Plant No.-2 RO CWS | 4 | 11 | Mtr
| Terrace RO Plant No.-2 RO Return | 6 | 4 | Mtr
| Ground To 6th Floor RO Sink Drain | 11 | 14 | Mtr
| TOTAL QTY |  | 750.8 | Mtr
0
d) | 32mm dia |  | 0
| Verticle shaft G to 6th Floor RO Line | 1 | 48 | Mtr
| Terrace RO Line | 1 | 90.4 | Mtr
| Terrace RO Plant No.-2 RO Supply | 5 | 4 | Mtr
| TOTAL QTY |  | 142.4 | Mtr
0
e) | 40mm dia |  | 0
| Verticle Shaft Toilet DWS,FWS | 8 | 384 | Mtr
| Terrace Ring Line DWS | 4 | 53.8 | Mtr
| TOTAL QTY |  | 437.8 | Mtr
0
f) | 50 mm dia |  | 0
| Terrace Ring Line DWS | 3 | 13.2 | Mtr
| TOTAL QTY |  | 13.2 | Mtr
0
g) | 65 mm dia |  | 0
| Terrace Ring Line DWS | 1 | 309.4 | Mtr
| Terrace Ring Line Tank Filing line | 2 | 66.7 | Mtr
| Tank Filing Line To Outside Wall | 3 | 4 | Mtr
| Back Side UG tank to Overhead tank | 3 | 21.4 | Mtr
| TOTAL QTY |  | 401.5 | Mtr
0
3 | Providing and fixing insulation over hot/cold water pipes |  | 0
b) | For 20mm dia pipe or equivalent dia |  | 0
| Verticle shaft G to 6th Floor RO Line | 2 | 48 | Mtr
| G to 6th Floor RO Line | 3 | 65.1 | Mtr
| G To 6th Floor HWS | 12 | 284.2 | Mtr
| TOTAL QTY |  | 397.3 | Mtr
0
c) | For 25mm dia pipe or equivalent dia |  | 0
| Terrace RO Line | 2 | 89.8 | Mtr
| Terrace RO Plant No.-2 RO Return | 6 | 4 | Mtr
| TOTAL QTY |  | 93.8 | Mtr
0
d) | For 32mm dia pipe or equivalent dia |  | 0
| Verticle shaft G to 6th Floor RO Line | 1 | 48 | Mtr
| Terrace RO Line | 1 | 90.4 | Mtr
| Terrace RO Plant No.-2 RO Supply | 5 | 4 | Mtr
| TOTAL QTY |  | 142.4 | Mtr
0
4 | Providing and fixing brass/bronze lever operated ball valve |  | 0
b) | 25 mm dia |  | 0
| G to 6th Floor DWS | 9 | 112 | Nos
| Ground Floor handicap toilet | 2 | 4 | Nos
| Terrace | 5 | 4 | Nos
| TOTAL QTY |  | 120 | Nos
0
d) | 40mm dia |  | 0
| Terrace Ring Line | 10 | 8 | Nos
| TOTAL QTY |  | 8 | Nos
0
e) | 50mm dia |  | 0
| Terrace | 8 | 8 | Nos
| TOTAL QTY |  | 8 | Nos
0
f) | 65 mm dia |  | 0
| Terrace Ring Line | 6 | 2 | Nos
| Terrace Ring Line | 7 | 12 | Nos
| Back Side UG tank | 2 | 4 | Nos
| TOTAL QTY |  | 18 | Nos
0
IV | Drainage / Sewerage System |  | 0
1 | Constructing brick masonry 600x600x600mm |  | 0
| Siver Near Tower -1 | 1 | 4 | Nos
| RW Near Tower -1 | 2 | 10 | Nos
| RW Near Tower -2 | 5 | 12 | Nos
| Siver/RW | 4 | 46 | Nos
| Courtyard RW | 8 | 16 | Nos
| Toilet Shaft Soil,West | 2 | 24 | Nos
| Overhead Tank Mainhole | 8 | 16 | Nos
| TOTAL QTY |  | 128 | Nos
0
3 | Constructing brick masonry manhole with 75 class designation bricks 90x80cms and 60cms deep |  | 0
| Siver Near Tower -2 | 3 | 12 | Nos
| Siver | 6 | 6 | Nos
| Ground Floor Round | 4 | 2 | Nos
| Courtyard RW | 7 | 2 | Nos
| TOTAL QTY |  | 22 | Nos
0
| Additional Work/Item |  | 0
1 | Providing & fixing white vitreous china flat back urinal large |  | 0
| Ground to 6th Floor Toilet | 11 | 112 | Nos
| TOTAL QTY |  | 112 | Nos
0
0
2 | Making Hole in exisiting RCC slab & beam |  | 0
b) | For 125 mm RCC Slabe |  | 0
| 1st to 6th Floor | 11 | 432 | Nos
| TOTAL QTY |  | 432 | Nos
0
3 | Providing & fixing 15mm dia C.P. brass bib tap |  | 0
| Drinking Ground to 6th Floor | 13 | 56 | Nos
| TOTAL QTY |  | 56 | Nos
0
4 | providing & fixing MS SLEEVE pipe with flanch for mm thick ms plate include redoxide paint |  | 0
a) | 50mm dia |  | 0
| Overhead Tank | 4 | 8 | Nos
| TOTAL QTY |  | 8 | Nos
0
b) | 80mm dia |  | 0
| Overhead Tank | 5 | 32 | Nos
| UG Tank | 11 | 6 | Nos
| TOTAL QTY |  | 38 | Nos
0
c) | 100mm dia |  | 0
| Overhead Tank | 6 | 16 | Nos
| UG Tank | 12 | 4 | Nos
| TOTAL QTY |  | 20 | Nos
0
5 | Packing Hole in exisiting RCC slab & beam |  | 0
b) | For 125 mm RCC Slab |  | 0
| 1st to 6th Floor | 11 | 432 | Nos
| TOTAL QTY |  | 432 | Nos
0
1 | Providing and fixing UPVC Pipes Schedule 40 having thermal stability for cold water supply system |  | 0
| 80 mm Dia |  | 0
| Boring Line | 3 | 226.8 | Mtr
| BH-4(Tower 2 To Tower-1) Boring Line | 5 | 138.8 | Mtr
| Terrace Ring Line | 9 | 32 | Mtr
| Ground Floor Boring Line | 3 | 60 | Mtr
| Back Side Boring Line | 1 | 40.2 | Mtr
| TOTAL QTY |  | 497.8 | Mtr
0
2 | Providing & fixing of NP2 RCC Pipes (200 mm dia) |  | 0
| Siver Line | 1 | 180.8 | Mtr
| Ground Floor Front side | 8 | 36.8 | Mtr
| STP Side Siver Line | 1 | 60 | Mtr
| TOTAL QTY |  | 277.6 | Mtr
0
3 | Providing and laying 150 mm thick cement concrete 1:4:8 (200 mm dia) |  | 0
| Siver Line | 1 | 180.8 | Mtr
| Ground Floor Front side | 8 | 36.8 | Mtr
| STP Side Siver Line | 1 | 60 | Mtr
| TOTAL QTY |  | 277.6 | Mtr
VII | FIRE HYDRANT SYSTEM |  | 0
| (All Fire Fighting Hardware Should be ISI Mark) |  | 0
1 | 100 mm dia MS (Heavy Class) confirming to IS : 1239 Pipes painted with one coat of primer & two coats of post office red enamel paint suspended in ceiling, walls, columns for all heights with hangers/supports and fasteners all as per drawing including chasing of walls / coloumns / ceiling etc. and making good the same complete as required. | 1 | 164 | Metre
2 | Providing and fixing gunmetal / SS landing valve conforming to IS -5290 with 63 mm dia instantaneous female coupling on the outlet with S.S. orifice flange 6 mm thick as required to maintain 3.5 Kg/sq.cm., gun metal blank cap and chain, necessary companion flanges ( as per table "E") nuts, bolts, washer and gasket complete as per specification. (ISI marked) |  | 0
a) | Single outlet |  | 14 | Nos
3 | Providing and fixing first aid fire hose reel drum wall mounting, swinging type fitted with 20 mm dia 36.5 m long high pressure hose to I.S. 5132 with 5 mm outlet gunmetal / SS nozzle with shut off valve (I.S. 884-1969). Name of Manufacturer should be embossed on the drum. |  | 14 | Nos
4 | Providing and fixing 63 mm dia 15m long EPDM lined fabric lined hose including gunmetal/SS male and female instantaneous type coupling approved by fire authority, machine wound with copper wire complete in all respects.Hose shall conform to IS 636 TypeII and coupling to IS 903 -1975 ( ISI marked) |  | 28 | Nos
5 | Providing and fixing brass ball valve (full bore type) with plastic coated lever and screwed female ends tested to 20 Kg/ cm2 of approved quality as specified. |  | 0
a) | 25 mm dia |  | 14 | Nos
6 | Providing and fixing C.I. Butterfly valves conforming to PN 1.0/13095 with nuts, bolts, washers, 3mm thick insertion ruber gasket and two matching flanges as per table 'E' etc. complete. |  | 4 | Nos
a) | 100 mm dia |  | 0
7 | Providing and fixing ABC type fire extinguishers consisting of welded MS cylindrical body, squeeze lever discharge valve fitted with pressure indicating gauge internal discharge tube, 30 cms long high pressure discharge hose, discharge nozzle, suspension bracket, conforming to ISI finished externally with red enamel paint and fixed to wall with brackets complete with internal charge. |  | 64 | Nos
a) | Capacity 5.0 kg. I.S.I. Marked. |  | 0
| Extraa items |  | 0
1 | Supply,installation and fixing 63 dia SS BRANCH PIPE WITH 20MM (nominal internal diameter)size gun metal nozzle confirming to IS 903 ,suitable for instantenous connection hose pipe coupling as required |  | 14 | Nos
2 | Supply installation and fixing hose box of 2mm thick MS Sheet with 6 mm thick glazed single glass door suitable to accomodate external hydrant with 1nos 15 mtr long hose pipe ,1 nos of branch pipeb mounted on wall & duly painted by PO Red externally. |  | 14 | Nos
3 | Non return valve |  | 2 | Nos
4 | Core packing |  | 432 | Nos
5 | Providing, fixing Urinal Partation |  | 84 | Nos

## Electrical ABSTRACT
Electrical Works
S.No. | DESCRIPTION | UNIT | Office Room | Lab 1 | Lab 2 | Lab 3 | Male Toilet | Female Toilet | Corridor | Incubation Center Total | Room | Luggage Room | Warden Room | Toilet | Stair | Corridor | QTY. | Rate | AMOUNT
Internal Wiring
1.a | Point wiring for switch controlled primary light points with 3x2.5 sq.mm. (P+N+E) FRLS PVC insulated 660/1100 volt grade stranded copper conductor wires in 25mm dia heavy class recessed uPVC and surface MS electrical conduiting as per requiremment in system conduiting including the cost of cutting / making good chases / saddling in brick /concreat if required work and including the cost of supplying and fixing modular grid plate mounted 240 volt 6 Amp. control switch housed in minimum 1mm thick GI box as per the no of ways as approve Drg and make .Approved moulded cover plate including the cost of loop earthing with 2.5 sq.mm. FRLS PVC insulated 660/1100 volt grade stranded copper conductor wires complete as per specifications and as required.By providing 4/ 6/8/12 way switch board as required. | Nos. | 1 | 12 | 10 | 12 | 4 | 4 | 15 |  | 3 | 2 | 5 | 8 | 1 | 21 | 776 |  | 0
b. | Point wiring for Secondary light points with 3x2.5 sq.mm. (P+N+E) FRLS PVC insulated 660/1100 volt grade stranded copper conductor wires in 25mm dia heavy class recessed uPVC and surface MS electrical conduiting and JB as per requiremment in system conduiting including the cost of cutting / making good chases / saddling in brick /concreat if required . | Nos. | [14 empty] | 832
2 | Point wiring for 6 amp socket outlet points with 3x2.5 sq.mm. (P+N+E) FRLS PVC insulated 660/1100 volt grade stranded copper conductor wires in 25mm dia heavy class recessed and / or surface uPVC electrical conduiting system including the cost of cutting / making good chases in brick work and including the cost of supplying and fixing modular grid plate mounted 240 volt 6amp. 5 pin combined shuttered socket outlets alongwith 240 volt 6 amp. controlled switch housed in zinc chromate passivated MS boxes with moulded cover plate and including the cost of loop earthing with 2.5 sq.mm. FRLS PVC insulated 660/1100 volt grade stranded copper conductor wires complete as per specifications and as required. | Nos. | 1 |  |  |  | 2 | 2 | 4 |  |  | 1 | 1 | 1 |  | 8 | 310 |  | 0
3 | Point wiring for 16 amp socket outlet points (1 outlet wired on 1 circuit) with 3x4 sq.mm. (P+N+E) FRLS PVC insulated 660/1100 volt grade stranded copper conductor wires in 25mm dia heavy class recessed and / or surface uPVC/MS electrical conduiting system including the cost of cutting / making good chases in brick work and including the cost of supplying and fixing modular grid plate mounted 220 volt 16amp. 6 pin combined shuttered socket outlets alongwith 220 volt 16 amp.controlled switch of housed in GI boxes and including the cost of loop earthing with 4 sq.mm. FRLS PVC insulated 660/1100 volt grade stranded copper conductor wires complete as per specifications and as required. | Nos. | 2 | 11 | 6 | 11 | 1 | 1 | 2 |  | 1 | 2 | 1 | 4 |  |  | 418 |  | 0
4 | Point wiring for 16 amp socket outlet points (2 outlet wired on 1 circuit) with 3x6 sq.mm. (P+N+E) FRLS PVC insulated 660/1100 volt grade stranded copper conductor wires in upto first outlet and 4 wire sq.mm.wire for the looped outlet in wires in 25mm dia heavy class recessed and / or surface uPV/MS electrical conduiting system including the cost of cutting / making good chases in brick work and including the cost of supplying and fixing modular grid plate mounted 220volt 16amp. 6 pin combined shuttered socket outlets alongwith 220 volt 16 amp.controlled switch of housed in GI boxes and including the cost of loop earthing with 4 sq.mm. FRLS PVC insulated 660/1100 volt grade stranded copper conductor wires complete as per specifications and as required. | Nos. | [11 empty] | 1 |  | 1 | 0
5 | Point wiring for fan points with 3x2.5 sq.mm. (P+N+E) FRLS PVC insulated 660/1100 volt grade stranded copper conductor wires in 25 mm dia heavy class uPVC recessed and / or surface MS conduiting system including the cost of cutting / making good chases in brick work and including the cost of supplying and fixing modular grid plate mounted 240volt 6Amp. control switch with provision for electronic /capacitor regulator, housed in minimum 1mm thick GI boxes provided respective for 4/6/8/12 way swich bordwith modular cover plate as per Approved shop drawing . | Nos. | 1 | 16 | 9 | 16 | 1 | 1 | 1 |  | 2 | 6 | 4 | 1 |  |  | 600 |  | 0
6 | Point wiring for Exhaust fan points with 3x2.5 sq.mm. (P+N+E) FRLS PVC insulated 660/1100 volt grade stranded copper conductor wires in 25 mm dia heavy class uPVC recessed and / or surface MS conduiting system including the cost of cutting / making good chases in brick work and including the cost of supplying and fixing modular grid plate mounted 240volt 6Amp. 5 pin combined shutters socket outlet near the fan and 240V 6 amps providing GI box . control switch at convenient location near room entrance providing as per approve drawing. | Nos. |  |  |  |  | 1 | 1 |  |  | 0 |  | 1 | 1 |  |  | 48 |  | 0
7 | Point wiring for two way switch controlled light points with 3x2.5 sq.mm. (P+N+E) FRLS PVC insulated 660/1100 volt grade stranded copper conductor wires in 25 mm dia heavy class uPVC /MS recessed and / or surface conduiting system including the cost of cutting / making good chases in brick work and including the cost of supplying and fixing modular grid plate mounted 240volt 6Amp. control switch housed GI boxes with moulded cover plate and including the cost of loop earthing with 2.5 sq.mm. FRLS PVC insulated 660/1100 volt grade stranded copper conductor wires complete as per Drawing and as required. | Nos. | [6 empty] | 4 |  | 0 |  |  |  | 1 |  | 4 |  | 0
8 | Point wiring for secondary light points with 3x2.5 sq.mm. (P+N+E) FRLS PVC insulated 660/1100 volt grade stranded copper conductor wires in 25 mm dia heavy class uPVC recessed and / or surface conduiting system including the cost of cutting / making good chases in brick work and including the cost of loop earthing with 2.5 sq.mm. FRLS PVC insulated 660/1100 volt grade stranded copper conductor wires complete as per specifications and as required. | Nos. | 1 | 8 | 8 | 8 | 3 | 3 | 5 |  | 0 | 4 |  | 2 | 2 | 16 | 394 |  | 0
9 | Supplying and fixing class heavy duty PVC conduiting or MS surface conditing system including the cost of cutting/making good chases providing JB,Bends etc in brick work complete as per specificstion as required and as below ,For ELV system.
a | 25 mm dia | meter | 20 | 300 | 150 | 300 |  |  | 60 |  | 20 | 20 | 20 |  |  | 80 | 11832 |  | 0
b | 32 mm dia | meter | [14 empty] | 304 |  | 0
c | 40 mm dia | meter |  | 200 | 80 | 200 |  |  |  |  | 4 | 4 | 4 |  |  | 40 | 0
10 | Supplying & fixing 75mm x 75mm x 50 mm GI box with mould cord outlet complete with RJ 45 shuttered sockets as required for computer data point. | Nos. | 1 | 130 | 60 | 130 |  |  | 2 |  | 2 | 6 | 4 |  |  |  | 644 |  | 0
11 | Supply laying & termination of CAT - 6A cable on sutable cable tray all data cable termination Hub all so as required.(Molex) ( Contractor will be responsible for structure cable approved for AT & T / Lapp ) | meter | 24 | 2500 | 1800 | 2500 |  |  | 60 |  | 24 | 24 | 24 |  |  | 96 | 10823.2 |  | 0
| Supply laying & termination of CAT - 6E cable on sutable cable tray all data cable termination Hub all so as required.(Molex) ( Contractor will be responsible for structure cable approved for AT & T / Lapp ) | meter | [14 empty] | 16234.8
12 | Point wiring for 16 amp industrial socket outlet points (2 outlet wired on 1 circuit) with 3x6 sq.mm. (P+N+E) FRLS PVC insulated 660/1100 volt grade stranded copper conductor wires in upto first outlet and 4 wire sq.mm.wire for the looped outlet in 25 mm dia heavy class uPVC recessed and / or surface conduiting system including the cost of cutting / making good chases in brick work and including the cost of supplying and fixing modular grid plate mounted 220volt 16amp. 6 pin combined shuttered socket outlets alongwith 220 volt 16 amp.controlled switch of housed in zinc chromate passivated MS boxes and including the cost of loop earthing with 4 sq.mm. FRLS PVC insulated 660/1100 volt grade stranded copper conductor wires complete as per specifications and as required. | Nos. | [11 empty] | 1 |  |  | 0
13 | Point wiring for Twin 6 amps switch socket points (2points in a box ) with 3x4 sq.mm. (P+N+E) FRLS PVC insulated 660/1100 volt grade stranded copper conductor wires in 25mm dia heavy class recessed uPVC and surface MS electrical conduiting as per requiremment in system conduiting including the cost of cutting / making good chases / saddling in brick /concreat if required work and including the cost of supplying and fixing modular grid plate mounted 240 volt 6 Amp.5 pin combined shuttered socket outlets alongwith 240 volt 6 amp. control switch housed in GI box as per approve Drg and make including the cost of loop earthing with 2.5 sq.mm. FRLS PVC insulated 660/1100 volt grade stranded copper eart conductor wires complete as per specifications and as required. | Nos. | 1 | 130 | 60 | 130 |  |  |  |  | 2 | 6 | 4 |  |  |  | 526 |  | 0
14 | Point wiring for 16 amp socket outlet points (One 16 Amp SSO with One 6 Amp SSO wired on 1 circuit) with 3x4 sq.mm. (P+N+E) FRLS PVC insulated 660/1100 volt grade stranded copper conductor wires in 25mm dia heavy class recessed and / or surface uPVC electrical conduiting system including the cost of cutting / making good chases in brick work and including the cost of supplying and fixing modular grid plate mounted 220 volt 16amp. 6 pin combined shuttered socket outlets alongwith 220 volt 16 amp.controlled switch of housed in zinc chromate passivated MS boxes and including the cost of loop earthing with 4 sq.mm. FRLS PVC insulated 660/1100 volt grade stranded copper conductor wires complete as per specifications and as required. | Nos. | [14 empty] | 0
Submain
1 | Wiring for submains with FRLS PVC insulated stranded copper conductor 660/1100 volt grade wires in surface/concealed conduit including cost of providing saddles etc. as required for surface conduiting and / or the cost of cutting and filling chases complete as per specifications as required and as below.
a | 2x10sq.mm in 40mm heavy class uPVC conduit and 1 Nos. 10sq.mm. FRLS PVC insulated stranded copper conductor 660/1100 volt grade wires for earthing. | meter | [8 empty] | 20 | [5 empty] | 0
b | 4x10sq.mm in 40mm heavy class uPVC conduit and 1 No. 10sq.mm. FRLS PVC insulated stranded copper conductor 660/1100 volt grade wires for earthing. | meter | [8 empty] | 8 | 16 | 24 |  |  |  | 3054 |  | 0
c | 4x16sq.mm in 40mm heavy class uPVC conduit and 2 Nos. 10sq.mm. FRLS PVC insulated stranded copper conductor 660/1100 volt grade wires for earthing. | meter | [14 empty] | 0
2 | Supplying, laying, testing and commissioning of 1100 volt grade armoured XPLE insulated and PVC sheathed aluminium conductor cable in existing cable tray/directly on walls including the cost of clamping, dressing to ensure minimum 10 gap between adjacent cables identification tags etc complete as per specifications, as required and as below.
a | 3.5 c 70 | meter | [13 empty] | 0 | 0
b | 3.5 c 50 | meter | [14 empty] | 0
3 | Cable termination of XLPE cable as per above including the cost of criping heavy duty aluminium lugs double compression chrome plated brass glands insultaed tape and all requipte material for completion of termination complete as reuqired.
a | 3.5 c 70 | Nos. | [13 empty] | 0
b | 3.5 c 50 | Nos.
Distribution board
1 | Supply, installation, testing and commissioning of factory fabricated and factory assembled TPN PPI ( Per Phase Isolation DBs ), sheet steel clad powder coated, wall / recess mounting dust and vermin (IP-42) ingress protection) proof double door Distribtion Boards fabricated from 16 SWG sheet steel provided with hinged gasketted door with padlocking facility and including suitably rated PVC insulated copper busbars with interconnections and neutral bar assemblies one per earthing terminals assembly etc , complete as requiredand as below. sample to be got approved by client (Note:- In all distribution boards / panels the control wiring shall be FRLS)
a | 1-40 amp. DP 10 kA MCB isolator incoming with 1-40amp.DP 100mA Lexic RCCB Hpi incoming and 8 nos. 6/16/20 amps. SP 10 kA 'C' category MCB with thermal magnetic protective releases out goings. | Nos. | [14 empty] | 4
b | 1-63 amp. 4P 10 kA MCB isolator incoming with 3 single phase bank each comprising of 40amp.DP 30mA Lexic RCCB Hpi incoming and 12 nos. 6/16/ amps. SP 10 kA 'C' category MCB with thermal magnetic protective releases out goings. | Nos. | [14 empty] | 4 |  | 0
c | 1-63 amp. 4P 10 kA MCB incoming with 3 single phase bank each comprising of 40amp.DP 30mA Lexic RCCB Hpi incoming and 33 nos. 6/10/16/20 amps. SP 10 kA 'C' category MCB with thermal magnetic protective releases out goings. | Nos. | [13 empty] | 4 | 56 |  | 0
2 | 10 Amp DP "C" Curve MCB in Single Door MCB Box | Nos. | [8 empty] | 1 | 3 | 2 |  |  |  | 268 |  | 0
a | Providing ( 2x4sq.mm +1x2.5 sq.mm E) FRLS PVC insulated 660/1100 volt grade stranded copper conductor wires in 25mm dia heavy in concieal PVC conduit with termination | mtrs | [14 empty] | 5780
b | Providing ( 3x2.5 sq.mm ) FRLS PVC insulated 660/1100 volt grade stranded copper conductor wires in 25mm dia heavy in concieal PVC conduit with termination | mtrs | [14 empty] | 1040
1 | Earthing
| Supplying & Grounding Maintance free chemical filled earthing electrode 48mm x 3000mm including accessories & providing masonry enclosure with cover plate locking arrangement complete as required. | Nos. | [14 empty] | 20 |  | 0
a. | Supplying and laying earth conductors clamped to wall with suitable clamps saddles and fixing bolts / in ground including the cost of digging and back filling with bituminous protection complete as per IS 3043:1987 and as required.
| 25mm x 6mm GI strip | RM | [14 empty] | 1160 |  | 0
G | Lighting Fixtures & Fans
1 | Supplying & fixing following box type LED light fixture complete with driver and LED lamp complete as required.2
a | 1x22W surface mounting fixtures Aluminium batten ( Make:Havells/ PHLIPS) | Nos. | 2 | 20 | 18 | 20 | 2 | 2 | 15 |  | 1 | 3 | 2 | 4 | 4 |  | 350
b | 1x12W surface mounting fixtures Aluminium batten ( Make:Havells/ PHLIPS) | Nos. | 2 | 20 | 18 | 20 | 2 | 2 | 15 |  | 1 | 3 | 2 | 4 | 4 |  | 650 |  | 0
C | 1x15W surface round mounting fixtures ( Make:Havells/ PHLIPS) | Nos. | [14 empty] | 400
Supplying,Installation, testing and commissioing of 1200mm sweep ceiling fans including down rods of required length, canapy, suspending shackle, bladed electronic regulator etc. complete as required.(make:Crompton/ Havells)
b |  | Nos. | 1 | 16 | 9 | 16 | 1 | 1 | 1 |  | 2 | 6 | 4 | 1 |  |  | 576 |  | 0
Supplying,Installation, testing and commissioning of 305mm dia exhaust fans including the cost of making hole in the wall making good, louvered shutter etc. complete as required.
c |  | Nos. |  |  |  |  | 1 | 1 |  |  |  |  | 1 | 1 |  |  | 42 |  | 0
Supplying & Installation of bulk head fitting with glass receptacle, wire guard lamp holder, lamp including connection complete as required.
d | Supplying & Installation of IP 65 fasad light fitting at high level for courtiard illuminations , lamp including connection complete as required. | Nos. | [14 empty] | 16 |  | 0
1 | UPS - 10 KVA
Supply of IGBT based micro processor controlled True On line double conversion 3 Phase input and 3 Phase output 10 kVA (0.9PF) UPS (N) consisting of following:
Each UPS module with integrated 100% rectifier + inverter.
Battery Circuit breaker for UPS module in CRCA housing with all required fixing accessories & hardware.
In-built static switch for bypass & inverter in UPS module.
In-built Manual maintenance bypass.
Interconnecting copper cabling (DC cabling) between UPS, Battery breaker & Batteries of required length and size.
UPS shall have a SNMP card for LAN/ WEB connectivity. The SNMP card shall have an inbuilt memory for event logging.
Sealed maintenance free batteries for 10 kVA UPS with 60mins. backup time on UPS module with inerconnectors, Rack and accessories. Rack shall have shrouds for safety from live battery terminals.
Suitable MS stand of 450mm high for UPS module duly painted.
RAM module with UPS and Cat 5 cable for RAM connectivity.
Charger Capacity 120%
UPS to have atleast two dry contacts for remote alarms.
| 1x10 KVA UPS described above | Nos | [14 empty] | 2
| TOTAL Amount | [17 empty] | 0

## ELV system.
ELV SYSTEM
S/No. | Description | Make/Model | Specification | Unit | Rate | Qty | Total Amount
1 | 4MP Fixed Bullet Network Camera | PRAMA/Other STQC certified | PT-NC34TP3-4NAM(2D) 4mm or Better Specification as per Model | Nos |  | 25 | 0
2 | 4MP Fixed Dome Network Camera | PRAMA/Other STQC certified | PT-NC341P1-WNAMS(2D) 2.8mm or Better Specification as per Model | Nos |  | 145 | 0
3 | Hikcentral Proessional License | Hikvision | Hikcentral-P-VSS-1CH (For 300 CCTV Camera License) | Nos |  | 170 | 0
4 | Storage Server | Hikvision (DS-A82024D (10GE) | 4U, Dual controller, 256 Ch (2Mbps) Record + Playback with IPSAN mode, 512 CH (2 Mbps)Record + Playback with Direct Steaming mode, 24 HDD (SAS), Redundant power supply, Support SAS expansion with Mini SAS Interface | Nos |  | 1 | 0
5 | HDD | Seagate | 16 TB | Nos |  | 24 | 0
Biometric Machine | [6 empty] | 0
1 | Biometric Machine | Indigo-8 | Face Biometric machine Biomax Indigo-8 | Nos |  | 4 | 0
2 | Enclosure Box | Metal | Metal Enclosure Box | Nos |  | 4 | 0
IP Phone | [6 empty] | 0
1 | IP Phone with License | Grandstream | GRP2613 | Nos |  | 2 | 0
Data Network & WIFI + Network Connectivity Requirements | [6 empty] | 0
1 | Rack | Netrack/ Valrack | • Network and Audio Rack • Preferred Brand - Net Rack, Hanut, Com Rack, APW President • Size - 12U • Cable Management - Vertical or Horizontal cable organizers Overhead cables troughs and partitions • Power Management - Power Distribution Unit (PDU) with 16 Amp. Socket • Air flow Management - Blank Panels and Air Contentment / Fan • Other Items - Mounting Hardware | Nos | 0 | 14 | 0
2 | Jack Pannel | Molex | • Standard - 24 Ports Fully loaded | Nos |  | 28 | 0
3 | Switch | POE LAN Switch 48 port Enterprise Grade C9200L-24P-4X | • Preferred Brand – Cisco, Juniper • Ports - 2 x 10G SFP (2 Ports Populated with 10G Single Mode Long Range Module) 24 x Ethernet Gigabit 1 x Console • POE Power - 370W or Higher • POE+ (IEEE 802.3at) Ports - 12 ports 30W each • DRAM – 2GB or Higher • Flash – 4GB or Higher • Switching bandwidth - 128 Gbps • Packet buffer Space - 6 MB • Security - SSL, Port Security, DHCP Snooping, Dynamic ARP Inspection, IP Source Guard, etc. • Encryption Algorithm - SSL, MD5, SHA1, SHA2, etc. • System Configuration - Web user interface (HTTP / HTTPS), CLI (Telnet / SSH), SNMP v3 • MIB Files - Must have CPU Utilization, Memory Utilization, Netflow, etc. • NMS Compatibility - WhatsUp Gold • Warranty – Option-1 1Year Device replacement with 8x5 days support Option-2 3Years Device replacement with 8x5 days support Option-3 5Years Device replacement with 8x5 days support | Nos |  | 2 | 0
4 | Switch | POE LAN Switch 48 port Enterprise Grade C9200L-48P-4G (For Devices Like IP Phone,CCTV,AP) | • Preferred Brand – Cisco, Juniper • Ports - 2 x 1G SFP 48 x Ethernet Gigabit 1 x Console • POE Power - 740W or Higher • POE+ (IEEE 802.3at) Ports - 24 ports 30W each • DRAM – 2GB or Higher • Flash – 4GB or Higher • Switching bandwidth - 104 Gbps • Packet buffer Space - 6 MB • Security - SSL, Port Security, DHCP Snooping, Dynamic ARP Inspection, IP Source Guard, etc. • Encryption Algorithm - SSL, MD5, SHA1, SHA2, etc. • System Configuration - Web user interface (HTTP / HTTPS), CLI (Telnet / SSH), SNMP v3 • MIB Files - Must have CPU Utilization, Memory Utilization, Netflow, etc. • NMS Compatibility - WhatsUp Gold • Warranty - Option-1 1Year Device replacement with 8x5 days support Option-2 3Years Device replacement with 8x5 days support Option-3 5Years Device replacement with 8x5 days support | Nos |  | 8 | 0
5 | Switch | LAN Switch 48 port Enterprise Grade C9200L-48T-4G | Cisco Catalyst • Ports - 4 x 1G SFP 48 x Ethernet Gigabit 1 x Console • DRAM – 2GB or Higher • Flash – 4GB or Higher • Switching bandwidth - 104 Gbps • Packet buffer Space - 6 MB • Security - SSL, Port Security, DHCP Snooping, Dynamic ARP Inspection, IP Source Guard, etc. • Encryption Algorithm - SSL, MD5, SHA1, SHA2, etc. • System Configuration - Web user interface (HTTP / HTTPS), CLI (Telnet / SSH), SNMP v3 • MIB Files - Must have CPU Utilization, Memory Utilization, Netflow, etc. • Warranty - 5 Years Device replacement with 8x5 days support | Nos |  | 6 | 0
6 | LIU | Molex | LIU Type - Fully Loaded | Nos |  | 4 | 0
7 | Fiber Patch cord | Molex | • Standard - Single Mode, SC-LC • Patch Cord Length - 3 Miter | Nos |  | 4 | 0
8 | Fiber Cable | Molex | • Core - 6 • Standard - Single Mode • Cable Type - Armored, and Passed through all Damage Test | Mtr |  | 50 | 0
9 | Fiber Laying | Molex | Laying and Fixing of Conduit and Fiber Cable | Mtr |  | 50 | 0
10 | Fiber Splicing with Pigtail | Molex | • Standard • Splice and check the connectivity from both side that there a 0db of losses | Nos |  | 2 | 0
13 | LAN Laying | End to End Point Termination For Rooms Connectivity, IP Camera and IP Phone | •Preferred Brand – (Ca6A/6C cable, Jack Pannel, I/O, Faceplate and Gang box) : MOLEX, Casing Capping and Conduit : AKG, Stainless Stell Raceway : Standard •Cat6 Cable laying with casing capping, conduiting and Raceway, numbering, jack Pannel punching, I/O punching and fixing with faceplate and gang box | Mtr |  | 27058 | 0
14 | Access Point | Cisco Catalyst / Cisco-9800-CL (To be Managed by Centerlised Controlle) | Cisco Catalyst • Wi-Fi Standards - IEEE (802.11a / b / g / n / ac / ax) • Standard – WiFi 6 (2.4 GHZ and 5 GHZ) • Data Rate - 1200Mbps or Higher • Antenna - OMNI Directional, 4x4 MU-MIMO • Device Capacity - Minimum 15 per AP • System Configuration - Web user interface (HTTP / HTTPS), CLI (Telnet / SSH), SNMP v3 • IP Supports - IPv4, IPv6 & dual stack • Authentication Supports - WPA2, WPA3, 802.11i, AES, TKIP Via 802.1X with local authentication database, support of RADIUS, and Active Directory. • Interface - 1 x 10/100/1000 Mbps, POE Port 1 x Console • Warranty - 5Years Device replacement with 8x5 days support | Nos |  | 100 | 0
15 | Patch Cord | Molex | 1 Mtr. Purple | Nos |  | 200 | 0
16 | Patch Cord | Molex | 1 Mtr. Blue | Nos |  | 500 | 0
17 | Patch Cord | Molex | 1 Mtr. Yellow | Nos |  | 170 | 0
18 | Installation | NA | Configuration, Fixing and Mounting of IP Cameras, Network Switches, Wireless Access Points and Testing of all LAN points | Job |  | 1 | 0
|  |  | Total Amount |  |  |  | 0

## FAS&PA
ANALOG ADDRESSIBLE FIRE ALARM SYSTEM ESTIMATE
PROPOSED HOSTEL.
SR. NO. | DESCRIPTION | UNIT | QTY | RATE | AMOUNT
| FIRE DETECTION AND ALARM SYSTEM - ANALOG ADDRESSABLE SYSTEM | NOS | 2 |  | 0
Supply, installation, testing & commissioning of Fire Detection & Alarm system as per local fire norms & NBC/ NFPA Codes:
1 | SITC Addressible Optical type Smoke Detector with mounting base, LED etc. as required. | NOS | 256 |  | 0
2 | SITC of Rate of Rise cum fixed temperature thermister type Heat Detectors with LED, mounting base etc. as required. | NOS | 4 |  | 0
0
3 | SITC of Response Indicator for detectors as required | NOS | 5 |  | 0
|  |  | 0 |  | 0
4 | SITC of Addressible type Manual call point complete with Glass, hammer and chain etc. as required. | NOS | 24 |  | 0
0
5 | Providing, fixing, testing and commissioning of electronic hooters with LMT (hooters shall also be able to work as public address system sounders) housed in sheet steel / Polymer housing suitable for wall / ceiling and surface / recess mounting including making connections with wires complete in all respects and as per specifications. | NOS | 24 |  | 0
0
6 | SITC of wall / floor type following zone (each zone accessing minimum 20 units (detectors/ devices ) Addressible Type microprocessor based with LCD display main control panel/ floor panel fabricated from 16 SWG CRCA sheet steel sealed maintenance free (SMF) batteries of min2X7AH of 12 V or as required. |  |  |  | 0
6.1 | 8 zone | NOS | 2 |  | 0
0
7 | Supply & laying of LPCB certified 2c x 1.5 sq.mm Fire Survival/ Resistance Armoured cable (600/ 1000V) with class-2 Copper conductor having halogen free ceramified silicon rubber insulation as per BS EN 50363 and low smoke zero halogen (LSZH) inner & outer sheath. Should comply to EN 61034-2 & EN 60754-1. LPCB-FPC certificate to be submitted. The cables should meet fire performance circuit integrity test as per BS EN 50200: PH-120. Outer sheath should be in red colour with Anti-rodent & LSZH properties, 950°C rating for three hours for fire alarm system. (with fixing arrangement & termination.) | MTR | 2400 |  | 0
0
8 | Supply, Laying 25 mm dia HEAVY GUAGE MS Conduit | MTR | 20 |  | 0
0
9 | Carbon dioxide (CO2) type fire extinguisher (conforming to IS 2878) with cylinders fully charged of capacity 9.0 Kg.) | Nos | 30 |  | 0
GRAND TOTAL COST IN Rs.
13 | INTIGRATED DIGITAL VOICE EVACUATION AND DIGITAL 2 WAY COMMUNICATION FIRE FIGHTER SYSTEM
Supply, installing, testing and commissioning of Integrated 8 channel (FOR 8 DIFFERENT TYPE OF MESSAGES TO GET RELAYED SIMULTANEOUSLY) Digital Voice Evacuation and 2 way Communication Fire Fighters System capable to supervise all the speaker circuits, with required number of zone control as given below and accessories required to complete the system. The equipment shall be of same make as panel. DVC shall offer minimum one fire man's telephone circuit & one speaker's circuit. DVC shall be with in-built digital microphone, fire man's telephone hand set & PA Zone control.
| DVC with 4 zone control | No | 2 |  | 0
Notes: | Networkable DVC with in-built features like:
a. | In-built 'PA' Zone control
b. | In-built 'PA' Microphone
c. | In-built Fire Main's telephone hand set for 2 way communications.
d. | 'Aux'/ IPAD/ EPABX Input ports for music
e. | Facility to control all PA zones
f. | Facility to relay pre-corded massages
g. | DVC to give out one Fire Man's telephone riser & 32 Nos. Digital Amplifiers loop.
14 | DIGITAL AMPLIFIERS
Supply, installing, testing and commissioning of Addressable & fully supervised DIGITAL AMPLIFIERS with minimum Wattage as given below with 70.7 VRMS. The Digital Amplifiers shall have inbuilt minimum of 4 Speakers Zone Circuits and minimum 1 Fire Fighters communication. The Amplifiers shall be stand alone with its own battery backup incase of Main fire Alarm panel/ Digital Voice Panel failure and the Digital Amplifiers shall still be in position to carry out Voice Evacuation.
a. | 500 Watts | No | 4 |  | 0
b. | 100 Watts | No | 0 |  | 0
a. Amplifier shall sit on Amplifier loop
b. Amplifier shall have minimum in-built four PA speaker zones
c. Amplifier shall have a fire man's telephone riser
d. Amplifier shall support 2 way communication for fire man
e. Telephone hand set for 2 way communication to be ordered seperately as may be required.
15 | WALL MOUNTED SPEAKERS
| Supply, installing, testing and commissioning of Fire panel supervised 78db-90db Wall Mounted Speakers as specified & same make as of panel. Speakers shall be 2 Watt with multi taps of 0.25W, 0.5W, 1W and 2W. | No | 28 |  | 0
0
16 | FIRE FIGHTERS TELEPHONE JACK |  |  |  | 0
| Supply, installing, testing and commissioning of 2 way communication Fire Fighter's Telephone Jack | No | 12 |  | 0
0
17 | FIRE FIGHTERS HANDSET |  |  |  | 0
| Supply, installing, testing and commissioning of 2 way communication Fire Fighter's Handset | No | 4 |  | 0
| Total Amount |  |  |  | 0

## HVAC
Proposal for Supply, Installation, Testing & Commissioning of VRV Air Conditioning system
SR. NO. | DESCRIPTION | UNIT | QTY | RATE | AMOUNT
1 | supply ,installation ,Testing & Commissioning of VRV system Aircondition for G+6 Hostel Block having details as below
Providing sutable rating Hiwall AC with Cu.pipe conections with 6 mm thick Nitrile Rubber insulation. ,proving fixing and testing remote cabling ,Providing, fixing, testing and commissioning insulated PVC drain piping for indoor with unit with with cordless remote .Powersupply adaptor etcPreferred Make: Carrier, Mitsubishi, Daikin
A | SUPPLY OF AC EQUIPMENT
Outdoor Units-- VRV Heat Pump
| ODU - 32HP (12HP+20HP) + BHFP22P1356 | Nos. | 14 |  | 0
Indoor Units
| Hi-wall Type - 1.32 TR + Cordless Remote + Joint | Nos. | 182 |  | 0
| Hi-wall Type - 1.65 TR + Cordless Remote + Joint | Nos. | 98 |  | 0
| Reiri Office | Nos. | 2 |  | 0
| Reiri Adaptor with installation box & power supply adaptor | Nos. | 2 |  | 0
B | INSTALLATION, TESTING AND COMMISSIONING |  |  |  | 0
1 | Outdoor Units- VRV Heat Pump |  |  |  | 0
| ODU - 32HP (12HP+20HP) + BHFP22P1356 | Nos. | 14 |  | 0
| ITC of Hi-wall Type AC Units with Remote | Nos. | 280 |  | 0
| Refnet Joints | Nos. | 266 |  | 0
| Reiri Home Lite Adaptor | Nos. | 2 |  | 0
2 | Nitrogen Pressure Testing |  |  |  | 0
| Providing & Testing of Refrigerant Copper Tubing with Refnet Joints & Fittings. | Nos. | 14 |  | 0
|  |  | 0 |  | 0
3 | Gas Charging |  |  |  | 0
| Commissioning of VRV systems including topping R410A gas per site requirements | Lot | 2 |  | 0
0
4 | Refrigerant Piping |  |  |  | 0
| Providing, fixing and testing insulated liquid and suction copper refrigerant piping of adequate size along with necessary fittings to interconnect the condensing unit and the evaporating unit.As OEM |  |  |  | 0
0
a) | 6.4mm dia | Rmt. | 310 |  | 0
0
b) | 9.5mm dia | Rmt. | 240 |  | 0
0
c) | 12.7mm dia | Rmt. | 390 |  | 0
0
d) | 15.9mm dia | Rmt. | 210 |  | 0
0
e) | 19.1mm dia | Rmt. | 20 |  | 0
0
f) | 22.2mm dia | Rmt. | 74 |  | 0
0
g) | 28.6mm dia | Rmt. | 122 |  | 0
0
h) | 34.9mm dia | Rmt. | 20 |  | 0
0
i) | 41.3mm dia | Rmt. |  |  | 0
0
5 | Communication Cabling |  |  |  | 0
a) | Providing, fixing and testing of control cabling to interconnect the condensing unit and the evaporating unit . | Rmt. | 1100 |  | 0
0
b) | Providing, fixing and testing of Remote cabling. | Rmt. | 200 |  | 0
0
6 | Drain Piping |  |  |  | 0
| Providing, fixing, testing and commissioning insulated UPVC drain piping for indoor unit with 6 mm thick Nitrile Rubber insulation. Make: Supreme |  |  |  | 0
0
6.1 | 25mm dia x 6 mm insulation | Rmt. | 2800 |  | 0
6.2 | 32mm dia x 6 mm insulation | Rmt. |  |  | 0
| TOTAL AMOUNT |  |  |  | 0

## Electrical MB (hidden)
Measurement sheet
S/ n | Descripti on | Exhaus t fan installa tion | Load line (5nosX10 sqmm) Light DB | Load line (5nosX1 0sqmm) AC DB | Load Line for UPS Panel | Primar y Point | 6A Socke t | 16 A power point | Tubelig ht (T5 20W) | Fan point | Ceiling Fan 1200m m | DB installa tion for RO+Lift | Bulk head light
1 | GF | 3 | 43+43 | 44+44
2 | FF | 3 | 43+43 | 48+48 | 27
3 | SF | 3 | 40+40 | 51+51
4 | TF | 3 | 43+43 | 54+54
5 | FF | 3 | 43+43 | 58+58
6 | FF | 3 | 40+40 | 61+61
7 | SF | 3 | 43+43 | 64+64
8 | Terrace floor |  | 50 |  |  | 9 |  | 13 | 9
9 | Substation |  |  |  |  | 14 | 2 |  | 11 | 3 | 3
10 | Lift |  | 100 |  |  | 8 | 8 |  | 2 |  |  | 1 | 8
11 | R.O | [10 empty] | 1
| TOTAL | 21 | 740 | 760 | 27 | 31 | 10 | 13 | 22 | 3 | 3 | 2 | 8
| TOTAL | 42 | 1480 | 1520 | 54 | 62 | 20 | 26 | 44 | 6 | 6 | 4 | 16
Measurement sheet of ground floor
Sn | Location | Primary point | Loop point/Secondary point | Fan point | Exhaus t fan point | 6A socke t | 16A powe r point | Ceili ng fan | Tubeligh t (T5 20W) | 10 am p DP | 6 A S/S 2/2 | Data I/O | AC DB | L&P DB | 2wa y swit ch
1 | 6 | 4 |  | 2 |  | 2 | 1 | 2 | 4 | 1 |  | 2
2 | 7 | 4 |  | 2 |  | 2 | 1 | 2 | 4 | 1 |  | 2
3 | 8 | 3 |  | 2 |  | 1 | 1 | 2 | 1 | 1 | 2 | 2
4 | 9 | 3 |  | 2 |  | 1 | 1 | 2 | 1 | 1 | 2 | 2
5 | 10 | 3 |  | 2 |  | 1 | 1 | 2 | 1 | 1 | 2 | 2
6 | 11 | 3 |  | 2 |  | 1 | 1 | 2 | 1 | 1 | 2 | 2
7 | 12 | 3 |  | 2 |  | 1 | 1 | 2 | 1 | 1 | 2 | 2
8 | 13 | 3 |  | 2 |  | 1 | 1 | 2 | 1 | 1 | 2 | 2
9 | 14 | 3 |  | 2 |  | 1 | 1 | 2 | 1 | 1 | 2 | 2
10 | 15 | 3 |  | 2 |  | 1 | 1 | 2 | 1 | 1 | 2 | 2
11 | Dining area | 12 |  | 10 |  |  | 5 | 10 | 5 |  | 4 | 4
12 | Kitchen | 5 |  | 6 |  |  | 3 | 6 | 5 | 3 | 1 | 1
13 | Office | 7 |  |  | 1 | 1 | 1 | 2 | 2 | 1 | 2 | 2
21 | Corridor | 18 | 22 |  |  | 1 | 7 |  |  |  |  | 7 | 2 | 2
22 | Washro om (LHS) | 10 |  | 1 | 1 |  | 1 |  | 2
23 | Washro om (RHS) | 10 |  | 1 | 2 |  | 1 |  | 2
24 | Stair(lift) |  | 2
25 | Stair b/s |  | 3 | [11 empty] | 2
26 | Electric room | 6 |  | 1 |  |  |  | 1 | 1
| TOTAL | 100 | 27 | 39 | 4 | 14 | 28 | 39 | 33 | 14 | 23 | 34 | 2 | 2 | 2
| TOTAL | 200 | 54 | 78 | 8 | 28 | 56 | 78 | 66 | 28 | 46 | 68 | 4 | 4 | 4
Measurement sheet of First floor
Sn | Location | Primary point | Loop point | Fan point | Exhaus t fan point | 6A socke t | 16A powe r point | Ceili ng fan | Tubeligh t (T5 20W) | 10 am p DP | 6 A S/S 2/2 | Data I/O | AC DB | L&P DB
1 | 101 | 3 |  | 2 |  | 1 | 1 | 2 | 1 | 1 | 2 | 2
2 | 102 | 3 |  | 2 |  | 1 | 1 | 2 | 1 | 1 | 2 | 2
3 | 103 | 3 |  | 2 |  | 1 | 1 | 2 | 1 | 1 | 2 | 2
4 | 104 | 3 |  | 2 |  | 1 | 1 | 2 | 1 | 1 | 2 | 2
5 | 105 | 3 |  | 2 |  | 1 | 1 | 2 | 1 | 1 | 2 | 2
6 | 106 | 3 |  | 2 |  | 1 | 1 | 2 | 1 | 1 | 2 | 2
7 | 107 | 3 |  | 2 |  | 1 | 1 | 2 | 1 | 1 | 2 | 2
8 | 108 | 3 |  | 2 |  | 1 | 1 | 2 | 1 | 1 | 2 | 2
9 | 109 | 3 |  | 2 |  | 1 | 1 | 2 | 1 | 1 | 2 | 2
10 | 110 | 3 |  | 2 |  | 1 | 1 | 2 | 1 | 1 | 2 | 2
11 | 111 | 3 |  | 2 |  | 1 | 1 | 2 | 1 | 1 | 2 | 2
12 | 112 | 3 |  | 2 |  | 1 | 1 | 2 | 1 | 1 | 2 | 2
13 | 113 | 3 |  | 2 |  | 1 | 1 | 2 | 1 | 1 | 2 | 2
14 | 114 | 3 |  | 2 |  | 1 | 1 | 2 | 1 | 1 | 2 | 2
15 | 115 | 3 |  | 2 |  | 1 | 1 | 2 | 1 | 1 | 2 | 2
16 | 116 | 3 |  | 2 |  | 1 | 1 | 2 | 1 | 1 | 2 | 2
17 | 117 | 3 |  | 2 |  | 1 | 1 | 2 | 1 | 1 | 2 | 2
18 | 118 | 3 |  | 2 |  | 1 | 1 | 2 | 1 | 1 | 2 | 2
19 | 119 | 3 |  | 2 |  | 1 | 1 | 2 | 1 | 1 | 2 | 2
20 | 120 | 3 |  | 2 |  | 1 | 1 | 2 | 1 | 1 | 2 | 2
21 | Corridor | 18 | 22 |  |  |  | 6 |  |  |  |  | 8 | 2 | 2
22 | Washro om (LHS) | 10 |  | 1 | 1 |  | 1 |  | 2
23 | Washro om (RHS) | 10 |  | 1 | 2 |  | 1 |  | 2
24 | Staircas e lift |  | 2
25 | Staircas e b/s |  | 3
26 | Electric room | 6 |  | 1 |  |  |  | 1 | 1
| TOTAL | 104 | 27 | 43 | 3 | 20 | 28 | 41 | 25 | 20 | 40 | 48 | 2 | 2
| TOTAL | 208 | 54 | 86 | 6 | 40 | 56 | 82 | 50 | 40 | 80 | 96 | 4 | 4
Measurement sheet of Second floor
Sn | Location | Primary point | Loop point | Fan point | Exhaus t fan point | 6A socke t | 16A powe r point | Ceili ng fan | Tubeligh t (T5 20W) | 10 am p DP | 6 A S/S 2/2 | Data I/O | AC DB | L&P DB
1 | 201 | 3 |  | 2 |  | 1 | 1 | 2 | 1 | 1 | 2 | 2
2 | 202 | 3 |  | 2 |  | 1 | 1 | 2 | 1 | 1 | 2 | 2
3 | 203 | 3 |  | 2 |  | 1 | 1 | 2 | 1 | 1 | 2 | 2
4 | 204 | 3 |  | 2 |  | 1 | 1 | 2 | 1 | 1 | 2 | 2
5 | 205 | 3 |  | 2 |  | 1 | 1 | 2 | 1 | 1 | 2 | 2
6 | 206 | 3 |  | 2 |  | 1 | 1 | 2 | 1 | 1 | 2 | 2
7 | 207 | 3 |  | 2 |  | 1 | 1 | 2 | 1 | 1 | 2 | 2
8 | 208 | 3 |  | 2 |  | 1 | 1 | 2 | 1 | 1 | 2 | 2
9 | 209 | 3 |  | 2 |  | 1 | 1 | 2 | 1 | 1 | 2 | 2
10 | 210 | 3 |  | 2 |  | 1 | 1 | 2 | 1 | 1 | 2 | 2
11 | 211 | 3 |  | 2 |  | 1 | 1 | 2 | 1 | 1 | 2 | 2
12 | 212 | 3 |  | 2 |  | 1 | 1 | 2 | 1 | 1 | 2 | 2
13 | 213 | 3 |  | 2 |  | 1 | 1 | 2 | 1 | 1 | 2 | 2
14 | 214 | 3 |  | 2 |  | 1 | 1 | 2 | 1 | 1 | 2 | 2
15 | 215 | 3 |  | 2 |  | 1 | 1 | 2 | 1 | 1 | 2 | 2
16 | 216 | 3 |  | 2 |  | 1 | 1 | 2 | 1 | 1 | 2 | 2
17 | 217 | 3 |  | 2 |  | 1 | 1 | 2 | 1 | 1 | 2 | 2
18 | 218 | 3 |  | 2 |  | 1 | 1 | 2 | 1 | 1 | 2 | 2
19 | 219 | 3 |  | 2 |  | 1 | 1 | 2 | 1 | 1 | 2 | 2
20 | 220 | 3 |  | 2 |  | 1 | 1 | 2 | 1 | 1 | 2 | 2
21 | Corridor | 18 | 22 |  |  |  | 6 |  |  |  |  | 8 | 2 | 2
22 | Washro om (LHS) | 10 |  | 1 | 1 |  | 1 |  | 2
23 | Washro om (RHS) | 10 |  | 1 | 2 |  | 1 |  | 2
24 | Staircas e lift |  | 2
25 | Staircas e b/s |  | 3
26 | Electric room | 6 |  | 1 |  |  |  | 1 | 1
|  | 104 | 27 | 43 | 3 | 20 | 28 | 41 | 25 | 20 | 40 | 48 | 2 | 2
| TOTAL | 208 | 54 | 86 | 6 | 40 | 56 | 82 | 50 | 40 | 80 | 96 | 4 | 4
Measurement sheet of Third floor
Sn | Location | Primary point | Loop point | Fan point | Exhaus t fan point | 6A socke t | 16A powe r point | Ceili ng fan | Tubeligh t (T5 20W) | 10 am p DP | 6 A S/S 2/2 | Data I/O | AC DB | L&P DB
1 | 301 | 3 |  | 2 |  | 1 | 1 | 2 | 1 | 1 | 2 | 2
2 | 302 | 3 |  | 2 |  | 1 | 1 | 2 | 1 | 1 | 2 | 2
3 | 303 | 3 |  | 2 |  | 1 | 1 | 2 | 1 | 1 | 2 | 2
4 | 304 | 3 |  | 2 |  | 1 | 1 | 2 | 1 | 1 | 2 | 2
5 | 305 | 3 |  | 2 |  | 1 | 1 | 2 | 1 | 1 | 2 | 2
6 | 306 | 3 |  | 2 |  | 1 | 1 | 2 | 1 | 1 | 2 | 2
7 | 307 | 3 |  | 2 |  | 1 | 1 | 2 | 1 | 1 | 2 | 2
8 | 308 | 3 |  | 2 |  | 1 | 1 | 2 | 1 | 1 | 2 | 2
9 | 309 | 3 |  | 2 |  | 1 | 1 | 2 | 1 | 1 | 2 | 2
10 | 310 | 3 |  | 2 |  | 1 | 1 | 2 | 1 | 1 | 2 | 2
11 | 311 | 3 |  | 2 |  | 1 | 1 | 2 | 1 | 1 | 2 | 2
12 | 312 | 3 |  | 2 |  | 1 | 1 | 2 | 1 | 1 | 2 | 2
13 | 313 | 3 |  | 2 |  | 1 | 1 | 2 | 1 | 1 | 2 | 2
14 | 314 | 3 |  | 2 |  | 1 | 1 | 2 | 1 | 1 | 2 | 2
15 | 315 | 3 |  | 2 |  | 1 | 1 | 2 | 1 | 1 | 2 | 2
16 | 316 | 3 |  | 2 |  | 1 | 1 | 2 | 1 | 1 | 2 | 2
17 | 317 | 3 |  | 2 |  | 1 | 1 | 2 | 1 | 1 | 2 | 2
18 | 318 | 3 |  | 2 |  | 1 | 1 | 2 | 1 | 1 | 2 | 2
19 | 319 | 3 |  | 2 |  | 1 | 1 | 2 | 1 | 1 | 2 | 2
20 | 320 | 3 |  | 2 |  | 1 | 1 | 2 | 1 | 1 | 2 | 2
21 | Corridor | 18 | 22 |  |  |  | 6 |  |  |  |  | 8 | 2 | 2
22 | Washro om (LHS) | 10 |  | 1 | 1 |  | 1 |  | 2
23 | Washro om (RHS) | 10 |  | 1 | 2 |  | 1 |  | 2
24 | Staircas e lift |  | 2
25 | Staircas e b/s |  | 3
26 | Electric room | 6 |  | 1 |  |  |  | 1 | 1
|  | 104 | 27 | 43 | 3 | 20 | 28 | 41 | 25 | 20 | 40 | 48 | 2 | 2
| TOTAL | 208 | 54 | 86 | 6 | 40 | 56 | 82 | 50 | 40 | 80 | 96 | 4 | 4
Measurement sheet of Fourth floor
Sn | Location | Primary point | Loop point | Fan point | Exhaus t fan point | 6A socke t | 16A powe r point | Ceili ng fan | Tubeligh t (T5 20W) | 10 am p DP | 6 A S/S 2/2 | Data I/O | AC DB | L&P DB
1 | 401 | 3 |  | 2 |  | 1 | 1 | 2 | 1 | 1 | 2 | 2
2 | 402 | 3 |  | 2 |  | 1 | 1 | 2 | 1 | 1 | 2 | 2
3 | 403 | 3 |  | 2 |  | 1 | 1 | 2 | 1 | 1 | 2 | 2
4 | 404 | 3 |  | 2 |  | 1 | 1 | 2 | 1 | 1 | 2 | 2
5 | 405 | 3 |  | 2 |  | 1 | 1 | 2 | 1 | 1 | 2 | 2
6 | 406 | 3 |  | 2 |  | 1 | 1 | 2 | 1 | 1 | 2 | 2
7 | 407 | 3 |  | 2 |  | 1 | 1 | 2 | 1 | 1 | 2 | 2
8 | 408 | 3 |  | 2 |  | 1 | 1 | 2 | 1 | 1 | 2 | 2
9 | 409 | 3 |  | 2 |  | 1 | 1 | 2 | 1 | 1 | 2 | 2
10 | 410 | 3 |  | 2 |  | 1 | 1 | 2 | 1 | 1 | 2 | 2
11 | 411 | 3 |  | 2 |  | 1 | 1 | 2 | 1 | 1 | 2 | 2
12 | 412 | 3 |  | 2 |  | 1 | 1 | 2 | 1 | 1 | 2 | 2
13 | 413 | 3 |  | 2 |  | 1 | 1 | 2 | 1 | 1 | 2 | 2
14 | 414 | 3 |  | 2 |  | 1 | 1 | 2 | 1 | 1 | 2 | 2
15 | 415 | 3 |  | 2 |  | 1 | 1 | 2 | 1 | 1 | 2 | 2
16 | 416 | 3 |  | 2 |  | 1 | 1 | 2 | 1 | 1 | 2 | 2
17 | 417 | 3 |  | 2 |  | 1 | 1 | 2 | 1 | 1 | 2 | 2
18 | 418 | 3 |  | 2 |  | 1 | 1 | 2 | 1 | 1 | 2 | 2
19 | 419 | 3 |  | 2 |  | 1 | 1 | 2 | 1 | 1 | 2 | 2
20 | 420 | 3 |  | 2 |  | 1 | 1 | 2 | 1 | 1 | 2 | 2
21 | Corridor | 18 | 22 |  |  |  | 6 |  |  |  |  | 8 | 2 | 2
22 | Washro om (LHS) | 10 |  | 1 | 1 |  | 1 |  | 2
23 | Washro om (RHS) | 10 |  | 1 | 2 |  | 1 |  | 2
24 | Staircas e lift |  | 2
25 | Staircas e b/s |  | 3
26 | Electric room | 6 |  | 1 |  |  |  | 1 | 1
|  | 104 | 27 | 43 | 3 | 20 | 28 | 41 | 25 | 20 | 40 | 48 | 2 | 2
| TOTAL | 208 | 54 | 86 | 6 | 40 | 56 | 82 | 50 | 40 | 80 | 96 | 4 | 4
Measurement sheet of Fifth floor
Sn | Location | Primary point | Secon dary point | Fan point | Exhaus t fan point | 6A socke t | 16A powe r point | Ceili ng fan | Tubeligh t (T5 20W) | 10 am p DP | 6 A S/S 2/2 | Data I/O | AC DB | L&P DB
1 | 501 | 3 |  | 2 |  | 1 | 1 | 2 | 1 | 1 | 2 | 2
2 | 502 | 3 |  | 2 |  | 1 | 1 | 2 | 1 | 1 | 2 | 2
3 | 503 | 3 |  | 2 |  | 1 | 1 | 2 | 1 | 1 | 2 | 2
4 | 504 | 3 |  | 2 |  | 1 | 1 | 2 | 1 | 1 | 2 | 2
5 | 505 | 3 |  | 2 |  | 1 | 1 | 2 | 1 | 1 | 2 | 2
6 | 506 | 3 |  | 2 |  | 1 | 1 | 2 | 1 | 1 | 2 | 2
7 | 507 | 3 |  | 2 |  | 1 | 1 | 2 | 1 | 1 | 2 | 2
8 | 508 | 3 |  | 2 |  | 1 | 1 | 2 | 1 | 1 | 2 | 2
9 | 509 | 3 |  | 2 |  | 1 | 1 | 2 | 1 | 1 | 2 | 2
10 | 510 | 3 |  | 2 |  | 1 | 1 | 2 | 1 | 1 | 2 | 2
11 | 511 | 3 |  | 2 |  | 1 | 1 | 2 | 1 | 1 | 2 | 2
12 | 512 | 3 |  | 2 |  | 1 | 1 | 2 | 1 | 1 | 2 | 2
13 | 513 | 3 |  | 2 |  | 1 | 1 | 2 | 1 | 1 | 2 | 2
14 | 514 | 3 |  | 2 |  | 1 | 1 | 2 | 1 | 1 | 2 | 2
15 | 515 | 3 |  | 2 |  | 1 | 1 | 2 | 1 | 1 | 2 | 2
16 | 516 | 3 |  | 2 |  | 1 | 1 | 2 | 1 | 1 | 2 | 2
17 | 517 | 3 |  | 2 |  | 1 | 1 | 2 | 1 | 1 | 2 | 2
18 | 518 | 3 |  | 2 |  | 1 | 1 | 2 | 1 | 1 | 2 | 2
19 | 519 | 3 |  | 2 |  | 1 | 1 | 2 | 1 | 1 | 2 | 2
20 | 520 | 3 |  | 2 |  | 1 | 1 | 2 | 1 | 1 | 2 | 2
21 | Corridor | 18 | 22 |  |  |  | 6 |  |  |  |  | 8 | 2 | 2
22 | Washro om (LHS) | 10 |  | 1 | 1 |  | 1 |  | 2
23 | Washro om (RHS) | 10 |  | 1 | 2 |  | 1 |  | 2
24 | Staircas e (lift) |  | 2
25 | Staircas e b/s |  | 3
26 | Electric room | 6 |  | 1 |  |  |  | 1 | 1
|  | 104 | 27 | 43 | 3 | 20 | 28 | 41 | 25 | 20 | 40 | 48 | 2 | 2
| TOTAL | 208 | 54 | 86 | 6 | 40 | 56 | 82 | 50 | 40 | 80 | 96 | 4 | 4
Measurement sheet of Sixth floor
Sn | Location | Primary point | Secon dary point | Fan point | Exhaus t fan point | 6A socke t | 16A powe r point | Ceili ng fan | Tubeligh t (T5 20W) | 10 am p DP | 6 A S/S 2/2 | Data I/O | AC DB | L&P DB
1 | 601 | 3 |  | 2 |  | 1 | 1 | 2 | 1 | 1 | 2 | 2
2 | 602 | 3 |  | 2 |  | 1 | 1 | 2 | 1 | 1 | 2 | 2
3 | 603 | 3 |  | 2 |  | 1 | 1 | 2 | 1 | 1 | 2 | 2
4 | 604 | 3 |  | 2 |  | 1 | 1 | 2 | 1 | 1 | 2 | 2
5 | 605 | 3 |  | 2 |  | 1 | 1 | 2 | 1 | 1 | 2 | 2
6 | 606 | 3 |  | 2 |  | 1 | 1 | 2 | 1 | 1 | 2 | 2
7 | 607 | 3 |  | 2 |  | 1 | 1 | 2 | 1 | 1 | 2 | 2
8 | 608 | 3 |  | 2 |  | 1 | 1 | 2 | 1 | 1 | 2 | 2
9 | 609 | 3 |  | 2 |  | 1 | 1 | 2 | 1 | 1 | 2 | 2
10 | 610 | 3 |  | 2 |  | 1 | 1 | 2 | 1 | 1 | 2 | 2
11 | 611 | 3 |  | 2 |  | 1 | 1 | 2 | 1 | 1 | 2 | 2
12 | 612 | 3 |  | 2 |  | 1 | 1 | 2 | 1 | 1 | 2 | 2
13 | 613 | 3 |  | 2 |  | 1 | 1 | 2 | 1 | 1 | 2 | 2
14 | 614 | 3 |  | 2 |  | 1 | 1 | 2 | 1 | 1 | 2 | 2
15 | 615 | 3 |  | 2 |  | 1 | 1 | 2 | 1 | 1 | 2 | 2
16 | 616 | 3 |  | 2 |  | 1 | 1 | 2 | 1 | 1 | 2 | 2
17 | 617 | 3 |  | 2 |  | 1 | 1 | 2 | 1 | 1 | 2 | 2
18 | 618 | 3 |  | 2 |  | 1 | 1 | 2 | 1 | 1 | 2 | 2
19 | 619 | 3 |  | 2 |  | 1 | 1 | 2 | 1 | 1 | 2 | 2
20 | 620 | 3 |  | 2 |  | 1 | 1 | 2 | 1 | 1 | 2 | 2
21 | Corridor | 18 | 22 |  |  |  | 6 |  |  |  |  | 8 | 2 | 2
22 | Washro om (LHS) | 10 |  | 1 | 1 |  | 1 |  | 2
23 | Washro om (RHS) | 10 |  | 1 | 2 |  | 1 |  | 2
24 | Stair(lift) |  | 2
25 | Stair b/s |  | 3
26 | Electric room | 6 |  | 1 |  |  |  | 1 | 1
|  | 104 | 27 | 43 | 3 | 20 | 28 | 41 | 25 | 20 | 40 | 48 | 2 | 2
| TOTAL | 208 | 54 | 86 | 6 | 40 | 56 | 82 | 50 | 40 | 80 | 96 | 4 | 4
Measurement of ground floor conduit
S.n | Room no | Cctv conduit (for data) | Speaker conduit | Wifi conduit | Fire alarm conduit | OFC/Pump 25mm dia | OFC/Pump 32mm dia
1 | 1 | 19.5+15+2.5+4+4 = 45
2 | 2 | 6+1.5+1.5 = 9
3 | 3 | 19.5+15+1.5+1.5 = 37.5
4 | 4 | 6+1.5+1.5 = 9
5 | 5 | 26.5+4+5 = 35.5
6 | 6 | 6+4+4 = 14
7 | 7 | 14+4+4 = 22
8 | 8 | 3.5+4+4 = 11.5
9 | 9 | 10+4+4 = 18
10 | 10 | 2+4+6.5 = 12.5
11 | 11 | 8+5+5 = 18
12 | 12 | 8+6.5+4+4 = 22.5
13 | 13 | 2.5+5+4 = 11.5
14 | 14 | 7+12.5+4+4 = 27.5
15 | 15 | 5.5+4+4 = 13.5
16 | 16 | 7+16+8+5+2.5 = 38.5
17 | 17 | 7+16+8+7.5+1.5+1.5= 41.5
18 | 18 | 2+3.5+1.5 = 7
19 | 19 | 7+16+8+12+1.5+1.5= 46
20 | 20 | 6+1.5+1.5 = 9
21 | corridor |  | 23+15+15+0.75+0. 75+0.75+0.75+0.75 | 35+41+.5+.5 +.5+.5+.5 | 44+27+16+ .75+3+3+3 +3+3 | 28+28+28+ 28 | 23+15+10 +4
22 | Staircase left | 51
23 | Staircase backside | 37
24 | For Rack | [5 empty] | 70
25 | For Smoke | [5 empty] | 30
|  | 537 | 56.75 | 78.5 | 102.75 | 112 | 152
| Total | 1074 | 113.5 | 157 | 205.5 | 224 | 304
Measurement of 1st floor conduit
S.no | Room no | Cctv conduit (for data) | Speaker conduit | Wifi conduit | Fire alarm conduit
1 | 101 | 19.5+15+2.5+4+4 = 45
2 | 102 | 6+4+4 = 14
3 | 103 | 19.5+15+4+4 = 42.5
4 | 104 | 6+4+4 = 14
5 | 105 | 26.5+4+5 = 35.5
6 | 106 | 6+4+4 = 14
7 | 107 | 14+4+4 = 22
8 | 108 | 3.5+4+4 = 11.5
9 | 109 | 10+4+4 = 18
10 | 110 | 2+4+6.5 = 12.5
11 | 111 | 8+5+5 = 18
12 | 112 | 8+6.5+4+4 = 22.5
13 | 113 | 2.5+5+4 = 11.5
14 | 114 | 7+12.5+4+4 = 27.5
15 | 115 | 5.5+4+4 = 13.5
16 | 116 | 7+16+8+5+5 = 41
17 | 117 | 7+16+8+7.5+4+4 = 46.5
18 | 118 | 2+5+4 = 11
19 | 119 | 7+16+8+12+4+4 = 51
20 | 120 | 6+4+4 = 14
21 | corridor |  | 23+15+15+0.75+0.75 +0.75+0.75+0.75 | 35+41+.5+. 5+.5+.5+.5 | 44+27+16+. 75+3+3+3+ 3+3
22 | Staircase left | 61
23 | Staircase backside | 47
|  | 593.5 | 56.75 | 78.5 | 102.75
| Total | 1187 | 113.5 | 157 | 205.5
Measurement of 2nd floor conduit
S.no | Room no | Cctv conduit (for data) | Speaker conduit | Wifi conduit | Fire alarm conduit
1 | 201 | 19.5+15+2.5+4+4 = 45
2 | 202 | 6+4+4 = 14
3 | 203 | 19.5+15+4+4 = 42.5
4 | 204 | 6+4+4 = 14
5 | 205 | 26.5+4+5 = 35.5
6 | 206 | 6+4+4 = 14
7 | 207 | 14+4+4 = 22
8 | 208 | 3.5+4+4 = 11.5
9 | 209 | 10+4+4 = 18
10 | 210 | 2+4+6.5 = 12.5
11 | 211 | 8+5+5 = 18
12 | 212 | 8+6.5+4+4 = 22.5
13 | 213 | 2.5+5+4 = 11.5
14 | 214 | 7+12.5+4+4 = 27.5
15 | 215 | 5.5+4+4 = 13.5
16 | 216 | 7+16+8+5+5 = 41
17 | 217 | 7+16+8+7.5+4+4 = 46.5
18 | 218 | 2+5+4 = 11
19 | 219 | 7+16+8+12+4+4 = 51
20 | 220 | 6+4+4 = 14
21 | corridor |  | 23+15+15+0.75+0.75 +0.75+0.75+0.75 | 35+41+.5+. 5+.5+.5+.5 | 44+27+16+. 75+3+3+3+ 3+3
22 | Staircase left | 61
23 | Staircase backside | 47
|  | 593.5 | 56.75 | 78.5 | 102.75
| Total | 1187 | 113.5 | 157 | 205.5
Measurement of 3rd floor conduit
S.no | Room no | Cctv conduit (for data) | Speaker conduit | Wifi conduit | Fire alarm conduit
1 | 301 | 19.5+15+2.5+4+4 = 45
2 | 302 | 6+4+4 = 14
3 | 303 | 19.5+15+4+4 = 42.5
4 | 304 | 6+4+4 = 14
5 | 305 | 26.5+4+5 = 35.5
6 | 306 | 6+4+4 = 14
7 | 307 | 14+4+4 = 22
8 | 308 | 3.5+4+4 = 11.5
9 | 309 | 10+4+4 = 18
10 | 310 | 2+4+6.5 = 12.5
11 | 311 | 8+5+5 = 18
12 | 312 | 8+6.5+4+4 = 22.5
13 | 313 | 2.5+5+4 = 11.5
14 | 314 | 7+12.5+4+4 = 27.5
15 | 315 | 5.5+4+4 = 13.5
16 | 316 | 7+16+8+5+5 = 41
17 | 317 | 7+16+8+7.5+4+4 = 46.5
18 | 318 | 2+5+4 = 11
19 | 319 | 7+16+8+12+4+4 = 51
20 | 320 | 6+4+4 = 14
21 | corridor |  | 23+15+15+0.75+0.75 +0.75+0.75+0.75 | 35+41+.5+. 5+.5+.5+.5 | 44+27+16+. 75+3+3+3+ 3+3
22 | Staircase left | 61
23 | Staircase backside | 47
|  | 593.5 | 56.75 | 78.5 | 102.75
| Total | 1187 | 113.5 | 157 | 205.5
Measurement of 4th floor conduit
S.no | Room no | Cctv conduit (for data) | Speaker conduit | Wifi conduit | Fire alarm conduit
1 | 401 | 19.5+15+2.5+4+4 = 45
2 | 402 | 6+4+4 = 14
3 | 403 | 19.5+15+4+4 = 42.5
4 | 404 | 6+4+4 = 14
5 | 405 | 26.5+4+5 = 35.5
6 | 406 | 6+4+4 = 14
7 | 407 | 14+4+4 = 22
8 | 408 | 3.5+4+4 = 11.5
9 | 409 | 10+4+4 = 18
10 | 410 | 2+4+6.5 = 12.5
11 | 411 | 8+5+5 = 18
12 | 412 | 8+6.5+4+4 = 22.5
13 | 413 | 2.5+5+4 = 11.5
14 | 414 | 7+12.5+4+4 = 27.5
15 | 415 | 5.5+4+4 = 13.5
16 | 416 | 7+16+8+5+5 = 41
17 | 417 | 7+16+8+7.5+4+4 = 46.5
18 | 418 | 2+5+4 = 11
19 | 419 | 7+16+8+12+4+4 = 51
20 | 420 | 6+4+4 = 14
21 | corridor |  | 23+15+15+0.75+0.75 +0.75+0.75+0.75 | 35+41+.5+. 5+.5+.5+.5 | 44+27+16+. 75+3+3+3+ 3+3
22 | Staircase left | 61
23 | Staircase backside | 47
|  | 593.5 | 56.75 | 78.5 | 102.75
| Total | 1187 | 113.5 | 157 | 205.5
Measurement of 5th floor conduit
S.no | Room no | Cctv conduit (for data) | Speaker conduit | Wifi conduit | Fire alarm conduit
1 | 501 | 19.5+15+2.5+4+4 = 45
2 | 502 | 6+4+4 = 14
3 | 503 | 19.5+15+4+4 = 42.5
4 | 504 | 6+4+4 = 14
5 | 505 | 26.5+4+5 = 35.5
6 | 506 | 6+4+4 = 14
7 | 507 | 14+4+4 = 22
8 | 508 | 3.5+4+4 = 11.5
9 | 509 | 10+4+4 = 18
10 | 510 | 2+4+6.5 = 12.5
11 | 511 | 8+5+5 = 18
12 | 512 | 8+6.5+4+4 = 22.5
13 | 513 | 2.5+5+4 = 11.5
14 | 514 | 7+12.5+4+4 = 27.5
15 | 515 | 5.5+4+4 = 13.5
16 | 516 | 7+16+8+5+5 = 41
17 | 517 | 7+16+8+7.5+4+4 = 46.5
18 | 518 | 2+5+4 = 11
19 | 519 | 7+16+8+12+4+4 = 51
20 | 520 | 6+4+4 = 14
21 | corridor |  | 23+15+15+0.75+0.75 +0.75+0.75+0.75 | 35+41+.5+. 5+.5+.5+.5 | 44+27+16+. 75+3+3+3+ 3+3
22 | Staircase left | 61
23 | Staircase backside | 47
|  | 593.5 | 56.75 | 78.5 | 102.75
| Total | 1187 | 113.5 | 157 | 205.5
Measurement of 6th floor conduit
S.no | Room no | Cctv conduit (for data) | Speaker conduit | Wifi conduit | Fire alarm conduit
1 | 601 | 19.5+15+2.5+4+4 = 45
2 | 602 | 6+4+4 = 14
3 | 603 | 19.5+15+4+4 = 42.5
4 | 604 | 6+4+4 = 14
5 | 605 | 26.5+4+5 = 35.5
6 | 606 | 6+4+4 = 14
7 | 607 | 14+4+4 = 22
8 | 608 | 3.5+4+4 = 11.5
9 | 609 | 10+4+4 = 18
10 | 610 | 2+4+6.5 = 12.5
11 | 611 | 8+5+5 = 18
12 | 612 | 8+6.5+4+4 = 22.5
13 | 613 | 2.5+5+4 = 11.5
14 | 614 | 7+12.5+4+4 = 27.5
15 | 615 | 5.5+4+4 = 13.5
16 | 616 | 7+16+8+5+5 = 41
17 | 617 | 7+16+8+7.5+4+4 = 46.5
18 | 618 | 2+5+4 = 11
19 | 619 | 7+16+8+12+4+4 = 51
20 | 620 | 6+4+4 = 14
21 | corridor |  | 23+15+15+0.75+0.75 +0.75+0.75+0.75 | 35+41+.5+. 5+.5+.5+.5 | 44+27+16+. 75+3+3+3+ 3+3
22 | Staircase left | 51
23 | Staircase backside | 37
|  | 573.5 | 56.75 | 78.5 | 102.75
| Total | 1147 | 113.5 | 157 | 205.5
Measurement of ground floor for CAT-6
S.no | Room no | CAT-6 Data point wiring | CAT-6 for WIFI | CAT-6 for CCTV (wire + pipe)
1 | 1 | 48.5m+52.5m = 101m
2 | 2 | 42.5m+44.5 = 87m
3 | 3 | 37.5m+40.5m = 78m
4 | 4 | 36.5m+38.5 =75m
5 | 5 | 30m+33m = 63m
6 | 6 | 20m+22m = 42m
7 | 7 | 14m+16m = 30m
8 | 8 | 12m+16m = 28m
9 | 9 | 12m+14m = 26m
10 | 10 | 12m+15m = 27m
11 | 11 | 12m+15m = 27m
12 | 12 | 15m+18m = 33m
13 | 13 | 16m+18m = 34m
14 | 14 | 20m+22m = 42m
15 | 15 | 26m+28m = 54m
16 | 16 | 30m+34m = 64m
17 | 17 | 38m+41m = 79m
18 | 18 | 38m+42m = 80m
19 | 19 | 41m+43m = 84m
20 | 20 | 48m+50m = 98m
21 | Corridor
22 | Staircase backside |  |  | 52m+47m
23 | Staircase near lift |  |  | 64m+61m+59m+59m +59m
24 | North Side |  | 49m+43.5m+24m
25 | East Side |  | 25.5m+16m
26 | West Side |  | 41m+48m
27 | Near panel room |  |  | 14m+19m+19m+19m
|  | 1152 | 247 | 472
| TOTAL | 2304 | 494 | 944
Measurement of 1st floor for CAT-6
S.no | Room no | Data point | CAT-6 for WIFI | CAT-6 for CCTV (wire + pipe)
1 | 101 | 48.5m+52.5m = 101m
2 | 102 | 42.5m+44.5 = 87m
3 | 103 | 37.5m+40.5m = 78m
4 | 104 | 36.5m+38.5 =75m
5 | 105 | 30m+33m = 63m
6 | 106 | 20m+22m = 42m
7 | 107 | 14m+16m = 30m
8 | 108 | 12m+16m = 28m
9 | 109 | 12m+14m = 26m
10 | 110 | 12m+15m = 27m
11 | 111 | 12m+15m = 27m
12 | 112 | 15m+18m = 33m
13 | 113 | 16m+18m = 34m
14 | 114 | 20m+22m = 42m
15 | 115 | 26m+28m = 54m
16 | 116 | 30m+34m = 64m
17 | 117 | 38m+41m = 79m
18 | 118 | 38m+42m = 80m
19 | 119 | 41m+43m = 84m
20 | 120 | 48m+50m = 98m
21 | Corridor
22 | Staircase backside |  |  | 56+51
23 | Staircase near lift |  |  | 68+65+63+63+63
24 | North Side |  | 53+47.5+28+38
25 | East Side |  | 29.5+20
26 | West Side |  | 45+48
27 | Near panel room |  |  | 18+23+23+23
|  | 1152 | 309 | 516
| TOTAL | 2304 | 618 | 1032
Measurement of 2nd floor for CAT-6
S.no | Room no | Data point | CAT-6 for WIFI | CAT-6 for CCTV (wire + pipe)
1 | 201 | 48.5m+52.5m = 101m
2 | 202 | 42.5m+44.5 = 87m
3 | 203 | 37.5m+40.5m = 78m
4 | 204 | 36.5m+38.5 =75m
5 | 205 | 30m+33m = 63m
6 | 206 | 20m+22m = 42m
7 | 207 | 14m+16m = 30m
8 | 208 | 12m+16m = 28m
9 | 209 | 12m+14m = 26m
10 | 210 | 12m+15m = 27m
11 | 211 | 12m+15m = 27m
12 | 212 | 15m+18m = 33m
13 | 213 | 16m+18m = 34m
14 | 214 | 20m+22m = 42m
15 | 215 | 26m+28m = 54m
16 | 216 | 30m+34m = 64m
17 | 217 | 38m+41m = 79m
18 | 218 | 38m+42m = 80m
19 | 219 | 41m+43m = 84m
20 | 220 | 48m+50m = 98m
21 | Corridor
22 | Staircase backside |  |  | 52+47
23 | Staircase near lift |  |  | 64+61+59+59+59
24 | North Side |  | 49+43.5+24+34
25 | East Side |  | 25.5+16
26 | West Side |  | 41+48
27 | Near panel room |  |  | 14+19+19+19
|  | 1152 | 281 | 472
| TOTAL | 2304 | 562 | 944
Measurement of 3rd floor for CAT-6
S.no | Room no | Data point | CAT-6 for WIFI | CAT-6 for CCTV (wire + pipe)
1 | 301 | 48.5m+52.5m = 101m
2 | 302 | 42.5m+44.5 = 87m
3 | 303 | 37.5m+40.5m = 78m
4 | 304 | 36.5m+38.5 =75m
5 | 305 | 30m+33m = 63m
6 | 306 | 20m+22m = 42m
7 | 307 | 14m+16m = 30m
8 | 308 | 12m+16m = 28m
9 | 309 | 12m+14m = 26m
10 | 310 | 12m+15m = 27m
11 | 311 | 12m+15m = 27m
12 | 312 | 15m+18m = 33m
13 | 313 | 16m+18m = 34m
14 | 314 | 20m+22m = 42m
15 | 315 | 26m+28m = 54m
16 | 316 | 30m+34m = 64m
17 | 317 | 38m+41m = 79m
18 | 318 | 38m+42m = 80m
19 | 319 | 41m+43m = 84m
20 | 320 | 48m+50m = 98m
21 | Corridor
22 | Staircase backside |  |  | 56+51
23 | Staircase near lift |  |  | 68+65+63+63+63
24 | North Side |  | 53+47.5+28+38
25 | East Side |  | 29.5+20
26 | West Side |  | 45+48
27 | Near panel room |  |  | 18+23+23+23
|  | 1152 | 309 | 516
| TOTAL | 2304 | 618 | 1032
Measurement of 4th floor for CAT-6
S.no | Room no | Data point | CAT-6 for WIFI | CAT-6 for CCTV (wire + pipe)
1 | 401 | 48.5m+52.5m = 101m
2 | 402 | 42.5m+44.5 = 87m
3 | 403 | 37.5m+40.5m = 78m
4 | 404 | 36.5m+38.5 =75m
5 | 405 | 30m+33m = 63m
6 | 406 | 20m+22m = 42m
7 | 407 | 14m+16m = 30m
8 | 408 | 12m+16m = 28m
9 | 409 | 12m+14m = 26m
10 | 410 | 12m+15m = 27m
11 | 411 | 12m+15m = 27m
12 | 412 | 15m+18m = 33m
13 | 413 | 16m+18m = 34m
14 | 414 | 20m+22m = 42m
15 | 415 | 26m+28m = 54m
16 | 416 | 30m+34m = 64m
17 | 417 | 38m+41m = 79m
18 | 418 | 38m+42m = 80m
19 | 419 | 41m+43m = 84m
20 | 420 | 48m+50m = 98m
21 | Corridor
22 | Staircase backside |  |  | 52+47
23 | Staircase near lift |  |  | 64+61+59+59+59
24 | North Side |  | 49+43.5+24+34
25 | East Side |  | 25.5+16
26 | West Side |  | 41+48
27 | Near panel room |  |  | 14+19+19+19
|  | 1152 | 281 | 472
| TOTAL | 2304 | 562 | 944
Measurement of 5th floor for CAT-6
S.no | Room no | Data point | CAT-6 for WIFI | CAT-6 for CCTV (wire + pipe)
1 | 501 | 48.5m+52.5m = 101m
2 | 502 | 42.5m+44.5 = 87m
3 | 503 | 37.5m+40.5m = 78m
4 | 504 | 36.5m+38.5 =75m
5 | 505 | 30m+33m = 63m
6 | 506 | 20m+22m = 42m
7 | 507 | 14m+16m = 30m
8 | 508 | 12m+16m = 28m
9 | 509 | 12m+14m = 26m
10 | 510 | 12m+15m = 27m
11 | 511 | 12m+15m = 27m
12 | 512 | 15m+18m = 33m
13 | 513 | 16m+18m = 34m
14 | 514 | 20m+22m = 42m
15 | 515 | 26m+28m = 54m
16 | 516 | 30m+34m = 64m
17 | 517 | 38m+41m = 79m
18 | 518 | 38m+42m = 80m
19 | 519 | 41m+43m = 84m
20 | 520 | 48m+50m = 98m
21 | Corridor
22 | Staircase backside |  |  | 56+51
23 | Staircase near lift |  |  | 68+65+63+63+63
24 | North Side |  | 53+47.5+28+38
25 | East Side |  | 29.5+20
26 | West Side |  | 45+48
27 | Near panel room |  |  | 18+23+23+23
|  | 1152 | 309 | 516
| TOTAL | 2304 | 618 | 1032
Measurement of 6th floor for CAT-6
S.no | Room no | Data point | CAT-6 for WIFI | CAT-6 for CCTV (wire + pipe) | CAT- 6 for lift
1 | 601 | 47.5m+51.5m = 99m
2 | 602 | 41.5m+43.5 = 85m
3 | 603 | 36.5m+39.5m = 76m
4 | 604 | 35.5m+37.5 =73m
5 | 605 | 29m+31m = 60m
6 | 606 | 19m+21m = 40m
7 | 607 | 13m+15m = 28m
8 | 608 | 11m+15m = 26m
9 | 609 | 11m+12m = 23m
10 | 610 | 11m+13m = 24m
11 | 611 | 11m+13m = 24m
12 | 612 | 14m+16m = 30m
13 | 613 | 15m+16m = 31m
14 | 614 | 19m+20m = 39m
15 | 615 | 25m+26m = 51m
16 | 616 | 29m+32m = 61m
17 | 617 | 37m+38m = 75m
18 | 618 | 37m+40m = 77m
19 | 619 | 40m+41m = 81m
20 | 620 | 47m+48m = 95m
21 | Corridor
22 | Staircase backside |  |  | 45
23 | Staircase near lift |  |  | 64+58+58+58
24 | North Side |  | 49+43.5+24+34
25 | East Side |  | 25.5+16
26 | West Side |  | 41+48
27 | Near panel room |  |  | 14+15+15
28 | Lift room |  |  |  | 73m+73m
|  | 1098 | 281 | 327 | 146
| TOTAL | 2196 | 562 | 654 | 292
1 | Supplying & Grounding Maintance free chemical filled earthing electrode 48mm x 3000mm including accessories & providing masonry enclosure with cover plate locking arrangement complete as required.
a | For lift use | Back side of lift |  | 6 | Nos
b | For L A Connection | South side |  | 14 | Nos
|  |  | Total | 20 | Nos
2 | Supplying and laying earth conductors clamped to wall with suitable clamps saddles and fixing bolts / in ground including the cost of digging and back filling with bituminous protection complete as per IS 3043:1987 and as required.
25mm x 6mm GI strip
a | On parapet wall | Parapet wall |  | 540 | Meter
b | For lift | In lift well |  | 168 | Meter
c | For L A near washroom | Verticals |  | 326 | Meter
d | On wall near panel room | South side |  | 126 | Meter
|  |  | Total | 1160 | Meter

## Electrical summary (hidden)
Electrical summary
S.n | Description | G.F | F.F | S.F | T.F | F.F | F.F | S.F | Lift | Terra ce | Subst ation |  | TOTAL
1 | Primary Point | 100 | 104 | 104 | 104 | 104 | 104 | 104 | 8 | 9 | 14 | 755 | 1510
2 | 6A socket | 14 | 20 | 20 | 20 | 20 | 20 | 20 | 8 | 6 | 2 | 150 | 300
3 | 16A power point | 28 | 28 | 28 | 28 | 28 | 28 | 28 |  | 13 |  | 209 | 418
4 | Fan point | 39 | 43 | 43 | 43 | 43 | 43 | 43 |  |  | 3 | 300 | 600
5 | Exhaust fan point | 4 | 3 | 3 | 3 | 3 | 3 | 3 |  |  |  | 22 | 44
6 | 2way switch | 2 | [9 empty] | 2 | 4
7 | Loop Point /Secondary LP | 27 | 27 | 27 | 27 | 27 | 27 | 27 |  |  |  | 189 | 378
8 | CCTV Conduit for Data | 537 | 593.5 | 593.5 | 593.5 | 593.5 | 593.5 | 573.5 |  |  |  | 4078 | 8156
9 | Speaker conduit | 56.75 | 56.75 | 56.75 | 56.75 | 56.75 | 56.75 | 56.75 |  |  |  | 397.25 | 794.5
10 | WIFI Conduit | 78.5 | 78.5 | 78.5 | 78.5 | 78.5 | 78.5 | 78.5 |  |  |  | 549.5 | 1099
11 | Fire alarm conduit 25mm | 102.75 | 102.75 | 102.75 | 102.75 | 102.75 | 102.75 | 102.75 |  |  |  | 719.25 | 1438.5
12 | OFC/Pump 25mm dia | 112 | [9 empty] | 112 | 224
| Total Conduit | [10 empty] | 0 | 0
13 | OFC/Pump 32mm dia | 152 | [9 empty] | 152 | 304
14 | Data I/O | 34 | 48 | 48 | 48 | 48 | 48 | 48 |  |  |  | 322 | 644
15 | Data point wiring | 1152 | 1152 | 1152 | 1152 | 1152 | 1152 | 1098 |  |  |  | 8010 | 16020
16 | CAT-6 for WIFI | 247 | 309 | 281 | 309 | 281 | 309 | 281 |  |  |  | 2017 | 4034
17 | CAT-6 for CCTV | 472 | 516 | 472 | 516 | 472 | 516 | 327 |  |  |  | 3291 | 6582
18 | CAT-6 for Lift | [6 empty] | 146 |  |  |  | 146 | 292
| Total CAT-6 wire | [10 empty] | 0 | 0
19 | 6 A S/S 2/2 | 23 | 40 | 40 | 40 | 40 | 40 | 40 |  |  |  | 263 | 526
20 | Load line for LIght DB , AC DB & UPS panel | 174 | 209 | 182 | 194 | 202 | 202 | 214 | 100 | 50 |  | 1527 | 3054
21 | DB FOR R.O & Lift | [7 empty] | 2 |  |  | 2 | 4
22 | AC DB | 2 | 2 | 2 | 2 | 2 | 2 | 2 |  |  |  | 14 | 28
23 | L&P DB | 2 | 2 | 2 | 2 | 2 | 2 | 2 |  |  |  | 14 | 28
| TOTAL DB | [10 empty] | 0 | 0
24 | 10amp DP | 14 | 20 | 20 | 20 | 20 | 20 | 20 |  |  |  | 134 | 268
25 | Tubelight (T5 20W) | 33 | 25 | 25 | 25 | 25 | 25 | 25 | 2 | 9 | 11 | 205 | 410
26 | Ceiling Fan 1200mm | 39 | 41 | 41 | 41 | 41 | 41 | 41 |  |  | 3 | 288 | 576
27 | Exhaust fan installation | 3 | 3 | 3 | 3 | 3 | 3 | 3 |  |  |  | 21 | 42
28 | Bulk headlight | [7 empty] | 8 |  |  | 8 | 16

## EXTERNAL DEVELOPMENT
BOQ CIVIL WORKS -EXTERNAL DEVELOPMENT
SR. NO. | DESCRIPTION | QTY | UNIT | RATE | AMOUNT
GENERAL NOTES
i | All taxes to be mentioned clearly
ii | All samples to be made/fabricated/purchased by contractor and to be approved by client/ consultant before procurement and execution.
iii | For any civil / dismantling works, contractor to prepare and submit final proposal after carrying out structural audit along with structural consultants (appointed directly by contractor), NDT, and certification prior to initiation of work in contractors scope.
iv | Bidder to inspect site before submitting final offer to client as after bid submissions, all items would be assumed in client / contractor scope whether mentioned or not required for physical execution of works
v | All mock ups to be done by contractor free of cost.
vi | Civil Works (Under direct supervision and direction of Client's Engineer-In-Charge) - Cost to be all inclusive incl. disposal to municipal place where directed by EIC, scaffolding, labour, material, tools, tackles etc. - Cost to also include for any charges related to structural audit, verification, testing, vetting etc. at site
vii | All debris generated by contractor must be dumped and carted away from the site to approved dumping ground as per local statutory norms.
viii | Electrical & water supply to be in contractor's scope
ix | Stores at site to be in contractor's scope & no open fire permitted at site
x | Unless otherwise specified, The rate shall include cost of labour, material, wastages, tools & plants, necessary scaffolding, stacking and safety of materials, necessary accessories, loading and unloading charges, transportation and all other incidental charges, etc., complete as per drawings and specifications, of any depth, any shape, with leads and lifts, all works at all levels and as per the directions of the Engineer In charge, Complete in all manners to the satisfaction of the Client.
xi | For ambiguity with specifications, drawings if any, description in bill of quantities shall have precedence as regards rate quoted. The offer is for item wise contract and measurements.
xii | Quantities may be increase or decrease as per site condition or requirement on execution stage.
xiii | Contractor to follow all requirements for safety , NGT norms also and local guideline as per client
1 | Laying, spreading and compacting stone aggregate of specified sizes to WBM specifications in uniform thickness 150 mm , hand picking, rolling with 3 wheeled road/vibratory roller 8-10 tonne capacity in stages to proper grade and camber, applying and brooming requisite type of screening / binding material to fill up interstices of coarse aggregate, watering and compacting to the required density . | 472 | Cum |  | 0
2 | Providing and laying lean cement concrete 1:4:8 in Sub- base over a prepared sub-grade with coarse and fine aggregate conforming to IS: 383, the size of coarse aggregate not exceeding 25 mm, aggregate cement ratio not to exceed 15:1, aggregate gradation after blending to be as per table 600-1, cement content not to be less than 150 kg/ cum, optimum moisture content to be determined during trial length construction, concrete strength not to be less than 10 Mpa at 7 days, mixed in a batching plant, transported to site, laid with a paver with electronic sensor, compacting with 8-10 tonnes vibratory roller, finishing and curing complete as per clause 601, 112 of MoRT&H specification including all material, labour, machinery, lighting, guarding and maintenance of diversion. | 370 | Cu.mt. |  | 0
3 | Providing and laying design mix cement concrete of M-25 grade thickness 150 mm, in roads using cement content as per design mix, using coarse sand and graded stone aggregate of 20 mm nominal size in appropriate proportions as per approved & specified design criteria, providing dowel bars with sleeve/ tie bars wherever required, laying at site, spreading and compacting mechanically by using needle and surface vibrators, levelling to required slope/ camber, finishing with required texture, including steel form work with sturdy M.S. channel sections, curing, making provision for contraction/ expansion, construction & longitudinal joints 3 x 3 MTR (10 mm wide x 50 mm deep) by groove cutting machine, providing and filling joints with bitumen approved joint filler and sealants, complete all as per direction of Engineerin-charge (Item of joint fillers, sealants, dowel bars with sleeve/ tie bars to be include cost ). Reinforcment supplying & Fixing 8 mm dia 200 c/c in both direction including cost. Note:- Cement content considered in M-25 is @ 340 kg/cum. Excess/ less cement used as per design mix. | 472 | Cum |  | 0
4 | Kerb Stones of 300x300x150 ,450x300x150 size (M-30)
| Providing and Laying cement concrete Kerb Stones of different sizes in M-30 grade (Manufactured with fully mechanised dry cast process with forced action mixer whose arms revolve along the main axis and rotate about its own axis also, having humidity sensor for moisture control of w/c ratio in concrete mix. Manufactured with steel moulds (Milled and manufactured in CSI diamond or CSI Nitro process for accuracy) on steel base plate of min 16 mm thick; Having Vibration and pressing action both together with the help of multiple synchronised vibrators. Power of hydraulic station should be minimum 50KW for compaction and cured in controlled chambers having humidity control and automated air circulation system) in position to the required line, level and curvature jointed with cement mortar 1:3 (1 Cement : 3 Coarse sand) including making of joints, drainage opening wherever required. | 103 | Cum |  | 0
5 | Providing and laying precast cement concrete slab of size 600 × 1200 × 75 mm, made with M30 grade concrete (or as specified), using approved coarse aggregate and cement, machine-cast, properly vibrated and cured, including lifting, transportation, loading, unloading and laying at site, bedding over cement sand mortar 1:4 / sand cushion as specified, true to line, level and slope, including jointing with cement mortar, cutting slabs to required size, and all leads, lifts, labour, tools and tackles, complete as per drawings, specifications and directions of Engineer-in-Charge. | 103 | Cum |  | 0
| TOTAL Amount |  |  |  | 0
0
[6 empty] | 572 | 0.1 | 5.5 | 314.6
[6 empty] | 0.3 | 0.3 | 0.15 | 102.96 | 1906.6667 | 4
[6 empty] | 0.6 | 1.2 | 0.075 | 102.96 | 953.3333 | 2

## Horticulture
Name of Work - Development of Center Plaza Between New Mega Mass and Hostel Block
Detail of Measurement (Horticulture)
S.N | BSR Item No. | Particulars | Unit | Qty. | Rate | Amount
1 | 1.4 | Supply of Insecticides & Pesticides at store in dust / liquid form complete.
| 1.4.2 | Karathion (Liquid). | Per 250 ml. | 10 |  | 0
2 | 1.1 | Supply of dry manure including loading unloading,transportation & stacking at site.
| 1.1.1 | Farm yard manure(organic) | cum | 100 |  | 0
| 1.1.4 | Vermi compost | Per 50 kg Bag | 100 |  | 0
3 | 3.4 | Preparation of different sized beds as directed. | 100 Sqm. | 2000 |  | 0
4 | H.4.1 (b) | Digging of pits size 60x60x60 cms. Including removal of stones. Manuring applicable of insecticides & watering atleast 15 litre per plant after planting. | Per Pit. | 500 |  | 0
5 | 1.12 | Supply of different varities of tree / shrubs / climbers according to height and age of the plant at site including loading/ unloading & transportation etc. complete :
| 1.12.2 | Different varrities of shrubs 900 mm. | Each | 500 |  | 0
| 1.12.3 | Different varrities of climbers 1500 mm. | Each | 50 |  | 0
| JDA BSR | Different varrities of plants 3000 mm | Each | 500 |  | 0
7 | JDA BSR | Laying of Selection No.1 grass tiles (2’X2’ size) for development of garden, including levelling of soil and spreading of manure | Per sqm | 7000 |  | 0
8 | 1.14 | Supply of different varieties of Rose plants in polyetlene bags / earthen pots according to height. growth & age of the plant at site including loading, unloading & transportation etc. complete :
| 1.14.1 | Desi Rose / Root stock Plants / Ganganagri. | Each | 250 |  | 0
| 1.14.2 | Different varieties of Grafted Rose Plant. | Each | 250 |  | 0
10 | 1.21 | Ground Cover of various varieties
|  | Pendanus in P.B(9”X11”) - 1’ | Each | 100 |  | 0
|  | Vadaliain P.B - 6” | Each | 150 |  | 0
11 | 1.22 | Hedges of various varieties
|  | Golden durantain P.B(5”X6”) - 6”-1’ | Each | 1000 |  | 0
|  | Enarmi in P.B(5”X5”) - 1’ | Each | 1000 |  | 0
12 | 1.2 | Supply of Chemical Fertilizers at store in bags weighing not less than 50 kg each including loading unloading & transportation
| 1.2.2 | Urea | Per 50 kg.Bag | 5 |  | 0
| 1.3 | DAP | Per 50 kg.Bag | 5 |  | 0
13 | 1.14 | Supply of different varieties of palms in poly bags/earthen pot according to height growth and age of plant at site including loading unloading and transportation etc. complete
| 1.14.5 | Bottle palm 8 feet | Each | 20 |  | 0
| 1.14.8 | T cycuss 5 feet | Each | 20 |  | 0
18 | JDA BSR | Supply & Plantation of Ashok Pendula plants size 8-10 feet ht., girth 18-25 cm multibranching from 2 feet ht in 21" x 21" poly bag. | Each | 100 |  | 0
19 | JDA BSR | Supply & Plantation of selected specimen plants size 8'-10' ht. crown dia 5'-6', girth 15-20 cm multibranching in 25 x 25 poly bag Including loading unloading transportation. Mimusops elengi (Molshree), Buhania blackenia, Casia fistula, Lagerstomea flos reginae, Putranjeeva, Arjuna, Kuresea, Ficus shiela etc. (Which one will be chosen at site.) | Each | 100 |  | 0
20 | 6.89 | Supply and fixing Jodhpur sand stone Machine cut Kerb stone (10cm wide 40 cm. height) fixed in white cement sand mortar 1:4 with pigment including EarthWork. | R.mt. | 1150 |  | 0
22 | 6.92 | Fine dressed stone flooring over 20 mm (average) thick base of cement mortar 1:4 ( 1cement : 4 coarse sand) with joints finished flush. Red Sand stone size not less than 1350 Cm2,
|  | b) 50mm | Sq.mt. | 138.62 |  | 0
23 | 11.38 | Providing and laying of paver block as per IS 15658 : 2006 (Indian standard for precast concrete block for paving- specification) and IRC : SP:63-2004 (guidelines for the use of interlocking concrete block pavement)
| 11.38.1 | M-30, 60 mm thick to be used in non traffic areas like building premises, monument premises, land scapes, public gardens/ park, domestic drives, paths and patios, Embankment slopes, sand stabilization Area etc.( As per table 1 of IS 15658:2006
| (A) | Category A Denated units to key into each other on four faces zigzag shape as per IRC SP 63:2004
|  |  | Sq.mt. | 650 |  | 0
|  | Total Amount |  |  |  | 0

## EXTERNAL Plumbing
Name of Work - Development of Center Plaza Between New Mega Mass and Hostel Block
Detail of Measurement (Plumbing)
S.No | BSR | Particulars | No | Lengths | Widths | Height | Quantity | Units | Rate | Amount
1 | 34.51.1 | Providing and fixing C.P. brass stop cock (concealed) of standard design and of approved make conforming to IS:8931. 15 mm nominal bore. | 4 |  |  |  | 4 | each |  | 0
2 | 19.103.2 | Providing, installation, testing and commissioning of submersible Monoblock pump set conforming to IS 8034 and 2 pole motor operating at synchronised speed of speed 3000 RPM, with water proof winding. Pump shall be suitable for various delivery head and discharge with stainless steel shaft. Motor suitable for working on 415 V ± 10%, 3 Ph, 50 Hz AC and with water lubricated bearing to accept entire hydraulic thrust. Supply, with cable guard, thrust carbon/fibre bearing to withstand entire hydraulic thrust. The pump set shall be suitable for direct coupling, with suitable suction strainer. Pump should have suitable discharge out let as per manufacturer's design. Antithrust stream lined non return valve shall be provided with the pump and minimum 6 m submersible copper conductor cable in single / double run and 2 pairs of suitable size erection clamp 10 mm thick shall be provided with each pump etc. complete in all respect as per specification, scope of work and direction of Engineer in Charge of following power rating, suitable for prescribed duty conditions mentioned in TD.(3.7 KW (5.0 HP)) for storage tank motor | 2 |  |  |  | 2 | each |  | 0
3 | 2.3.1 | Providing, laying and jointing of UPVC class III (6 kg/cm2) ISI marked pipe with socket suitable for electromeric sealing ring type joint (ESR) in assorted length with fixing of PVC/C.I. Special (excluding cost of valve)fixing at CID joint after cutting, tapering etc. This include the excavation of trench upto 1.5 mtr. depth in all type of soil cutting of road surface pavement where required lift upto 1.5 mtr. stacking the soil clear form the edge of excavation and refilling of soil after laying and jointing of pipe line with proper compaction and disposing of all surplus soil as directed with in lead of 30 mtr. This also include getting the pipe line tested and site clearance etc. complete job . (D-547 dt. 20.12.2011) 90 mm | 500 |  |  |  | 500 | meter |  | 0
4 | S-2-2-2-4 | P & F G.I. Pipes (External Work) with G.I. fittings excluding union (IS : 1239 Mark) including trenching & refilling earth etc. 32mm dia nominal bore B class | 500 |  |  |  | 50 | meter |  | 0
5 | S-2-2-3-II | Making connection of G.I. distribution branch with G.I. main including all fitting Beyond 25mm & upto 100mm dia | 25 |  |  |  | 30 | each |  | 0
6 | S-2-2-15-4 | COCKS, MIXERS, DIVERTORS & VALVES Note : (a) The rates are for ISI marked item. (b) If the items are Non-ISI marked, reduce the rate by 25%. P & F Full-way Valve (IS:778 Mark) or wheel valve of approved make :Gun-metal 32mm nominal bore. | 25 |  |  |  | 25 | each |  | 0
7 | S-2-2-5-III | P & F water meter (IS : 779 mark) of approved make.25 mm dia | 1 |  |  |  | 1 | each |  | 0
| A | Rainwater Harvesting.
8 | 20.5.2 | Supply of strainer pipes made of ERW M.S. black pipe ISI mark of following sizes at the site of work including required size of slotting as per IS:8110-1985 of following nominal bore sizes at site of work. 200 mm dia | 20 |  |  |  | 20 | mtr |  | 0
| a | Rain Water Harvesting Pit. . All civil works |  |  |  |  | 3 | Nos |  | 0
Grand Total | [9 empty] | 0

## Electrical External work
Name of Project: Boys Hostels - 4 Tower _3 & 4 _ External Electrical Panels and LT Cabling Works
S.No. | DESCRIPTION OF ITEM | UOM | Qty. | Rate | Amount
Supply and Installation of LT Panel & Cables in Boys Hostels - 4 Tower - 3 & 4 LT Side Works
A | L.T. CABLES (XLPE)
1 | Supplying of following sizes of XLPE insulated armored aluminum conductor power cable of 1.1 KV grade .
a | 3.5C x 95 Sqmm Cable for L & P (Feeder Panel to BH-4 _T3_ 2 x 300 =600 meter & FP to BH- 4 T 4 Building _ 2 x 300 = 600 meter, Ground floor to 5th floor Panel_ 4 x 50= 200 meter , and New Mess BH-4 _ 2 x 300 = 600 Meter ) | Meter | 2600
b | 3.5C x 300 Sqmm Cable for VRV AC HVAC (Feeder Panel to BH-4 T 3 & 4 Building _ 4 x 300 = 1200 meter, STP to BH-4 New Mess _ 2 x 300 =600 meter ) | Meter | 1800
2 | Laying and fixing of XLPE insulated Aluminum Conductor Armored Cables of 1.1 KV grade of following size on ground/ cable tray / surface mounted along with misc. accessories like Cable Ties / Saddles / Cable Tags etc.
a | 3.5C x 95 Sqmm Cable | Meter | 2000
b | 3.5C x 300 Sqmm Cable | Meter | 1800
3 | Digging and back filling 450mm / 600 mm wide and 750 mm deep trench for laying cable for LT cables as required along with sand and brick lining as per IS specification. | Meter | 1500
4 | Supplying and making end termination with double compression, brass compression gland including providing and crimping with aluminum solder less lugs/ ferrules for XLPE insulated armored power aluminum conductor cable of 1.1 KV grade as required.
a | 3-5 x 95 sq.mm cable | Nos. | 40
b | 3-5 x 300 sq.mm Cable | Nos. | 24
Total Part (A)
C | EARTHING (Supply & Installation of Electrical Panel Earthling Work )
1 | Supplying & Grounding Maintencen free chemical filled earthling electrode 48mm x 3000mm including accessories & providing masonry enclosure with cover plate locking arrangement complete as required. (Cover Plate Size: 300 x 300 MM ) | Nos. | 20
2 | Providing, laying in ground and on surface with saddles at required intervals and testing of 25 X 6 mm size of GI strip, including jointing of GI strips with Nuts and Bolts at required locations. | Meter | 200
3 | Providing and fixing PVC shrinkable sleeve of required size for GI strip of size 25 X 6 mm, for earting strips from Transformer to Pit. | Meter | 150
Total Part (B)
E | Block Panel Electrical
Supply, installation, testing and commissioning of cubicle type, LT outdoor feeder pillar, double door fully compartmentalized, dust and vermin proof, made out of 2 m.m. thick CRCA sheet steel, floor mounted, free standing, lockable, confirming to IP- 54, mounted on finished brick foundation, powder coated/ epoxy painted, cable entry from top/bottom, with following configuration- (FP)
1 | B.P. - L&P- GF (Boys Hostel-4 Tower 3 & 4)
INCOMER
320 A 4P 36 kA TM Release MCCB - 1 No.
750 A, TPN Aluminum sleeve bus bar. - Electrolytc high conductivity aluminium three phase and neutral busbars rated at 320 A. having a maximum current density of 1 amp. Per sq.mm. Suitable to with stand symmetrical fault level of 25 MVA at 415 volts. The netutral busbars is to be of min. 50% capacity.
50 x10 sq. m.m. Aluminum earth bus.
INDICATING PANEL
Digital Multifunction KWH Meter with RJ 45 jack for remote data acquisition, with software if required
Three phase indicating lights.
Suitable accessories like CT, control wiring, MCB's etc.
OUTGOING (Three phase indicating lights each outgoings)
200 A 4P 25 kA MCCB - 4 Nos.
63 A 4P 10 kA MCB - 10 Nos.
Suitable space for cable gland for 2 X 3.5 C x 95 sq. mm. X 2 at I/C
| Suitable space for cable gland for 2 nos. X 4 C x 16 sq. mm. at O/G + 3 nos. X 4 core 10 sq mm cu flex. Wire submain at O/G | Set | 2
2 | B.P. - L&P-2nd floor- (Boy's Hostel- Tower 3 & 4)
INCOMER
200 A 4P 25 kA TM Release MCCB - 1 No.
325 A, TPN Aluminum bus bar.- Electrolytc high conductivity aluminium three phase and neutral busbars rated at 320 A. having a maximum current density of 1 amp. Per sq.mm. Suitable to with stand symmetrical fault level of 25 MVA at 415 volts. The netutral busbars is to be of min. 50% capacity.
50 x10 sq. m.m. Aluminum earth bus.
INDICATING PANEL
Digital Multifunction KWH Meter with RJ 45 jack for remote data acquisition, with software if required
Three phase indicating lights.
Suitable accessories like CT, control wiring, MCB's etc.
OUTGOING (Three phase indicating lights each outgoings)
63 A 4P 10 kA MCB - 15 Nos.
Suitable space for cable gland for 2 X 3.5 C x 95 sq. mm. X 2 at I/C
| Suitable space for cable gland for 6 nos. X 4 core 10 sq mm cu flex. Wire submain at O/G | Set | 2
3 | B.P. - L&P-5th Floor (Boy's Hostel-Tower 3 & 4 )
INCOMER
250 A 4P 25 kA TM Release MCCB - 1 No.
160 A, TPN Aluminum bus bar.- Electrolytc high conductivity aluminium three phase and neutral busbars rated at 160 A. having a maximum current density of 1 amp. Per sq.mm. Suitable to with stand symmetrical fault level of 25 MVA at 415 volts. The netutral busbars is to be of min. 50% capacity.
50 x10 sq. m.m. Aluminum earth bus.
INDICATING PANEL
Digital Multifunction KWH Meter with RJ 45 jack for remote data acquisition, with software if required
Three phase indicating lights.
Suitable accessories like CT, control wiring, MCB's etc.
OUTGOING (Three phase indicating lights each outgoings for MCCB)
100 A 4P 25 kA MCCB - 2 Nos. ( for Elevator )
63 A 4P 10 kA MCB - 20 Nos.
Suitable space for cable gland for 4 X 10 sq. mm.
| Suitable space for cable gland for 3 nos. X 4 core 10 sq mm cu flex. Wire submain at O/G | set | 2
4 | B.P. - HVAC VRV AC Ground Floor (Boys Hostels-4 Tower 3 & 4 )
INCOMER
630 A 4P 36 kA TM Release MCCB - 1 No.
750 A, TPN Aluminum bus bar. - Electrolytc high conductivity aluminium three phase and neutral busbars rated at 320 A. having a maximum current density of 1 amp. Per sq.mm. Suitable to with stand symmetrical fault level of 25 MVA at 415 volts. The netutral busbars is to be of min. 50% capacity.
50 x10 sq. m.m. Aluminum earth bus.
INDICATING PANEL
Digital Multifunction KWH Meter with RJ 45 jack for remote data acquisition, with software if required
Three phase indicating lights.
Suitable accessories like CT, control wiring, MCB's etc.
OUTGOING
100 A 4P 25 kA MCCB - 7 Nos. ( for Elevator )
63 A 4P 10 kA MCB - 5 Nos.
Suitable space for cable gland for 2 X 3.5 C x 150 Sq. mm. X 2 at I/C
| Suitable space for cable gland for 2 nos. X 3.5 C x 120 sq. mm. at O/G + 3 nos. X 4 core 10 sq mm cu flex. Wire submain at O/G | Set | 2
5 | B.P. - HVAC VRV AC Ground Floor (Boys Hostels-4 New Mess )
INCOMER
630 A 4P 36 kA TM Release MCCB - 1 No.
750 A, TPN Aluminum bus bar. - Electrolytc high conductivity aluminium three phase and neutral busbars rated at 320 A. having a maximum current density of 1 amp. Per sq.mm. Suitable to with stand symmetrical fault level of 25 MVA at 415 volts. The netutral busbars is to be of min. 50% capacity.
50 x10 sq. m.m. Aluminum earth bus.
INDICATING PANEL
Digital Multifunction KWH Meter with RJ 45 jack for remote data acquisition, with software if required
Three phase indicating lights.
Suitable accessories like CT, control wiring, MCB's etc.
OUTGOING
200 A 4P 25 kA MCCB - 2 Nos.
100 A 4P 25 kA MCCB - 4 Nos.
63 A 4P 10 kA MCB - 10 Nos.
Suitable space for cable gland for 2 X 3.5 C x 150 Sq. mm. X 2 at I/C
| Suitable space for cable gland for 2 nos. X 3.5 C x 120 sq. mm. at O/G + 3 nos. X 4 core 10 sq mm cu flex. Wire submain at O/G | Set | 1
6 | B.P. - L&P-Ground (Boy's Hostel-4 New Mess )
INCOMER
250 A 4P 25 kA TM Release MCCB - 1 No.
160 A, TPN Aluminum bus bar.- Electrolytc high conductivity aluminium three phase and neutral busbars rated at 160 A. having a maximum current density of 1 amp. Per sq.mm. Suitable to with stand symmetrical fault level of 25 MVA at 415 volts. The netutral busbars is to be of min. 50% capacity.
50 x10 sq. m.m. Aluminum earth bus.
INDICATING PANEL
Digital Multifunction KWH Meter with RJ 45 jack for remote data acquisition, with software if required
Three phase indicating lights.
Suitable accessories like CT, control wiring, MCB's etc.
OUTGOING (Three phase indicating lights each outgoings for MCCB)
100 A 4P 25 kA MCCB - 3 Nos.
63 A 4P 10 kA MCB - 10 Nos.
Suitable space for cable gland for 4 X 10 sq. mm.
| Suitable space for cable gland for 3 nos. X 4 core 10 sq mm cu flex. Wire submain at O/G | set | 1
7 | Design, Manufature, supply, Installation, Testing and commisioning of cubical type totally enclosed free standing, dust free, damp and vermin proof, wather proof, out door and double door type feeder pillar fabricated out of 2mm thick CRCA sheet duly epoxy painted in approved shade, supplying and fixing following witch gears & accessories, wiring, inter connections and including required civil works i.e. excavation, PCC, brick work, plastering, finishing etc complete as per specification and site requirements as required. | each | 5
Providing & Laying P.V.C. / XLPE insulated & P.V.C. sheathed Arrmoured Aluminium cable confirming to IS:1554 P-I / IS :7098 P - I of 1.1 KV with H4- Grade electrolytic aluminium conductor confirming to IS 8130 of purity >99.6 %, Inner / outer sheath confirming to IS:5831 in existing RCC / Hume / Stoneware / PVC pipe/ open duct/cable trench / Cable tray (with cable tie) including testing etc. as required of following size. OEM must have it's own in house NABL accrediated Laboratory for testing procedure as per IS:10810. For additional technical parameters of product / work refer Annexure 'A' attached with this BSR
| 6.0 Sq. mm 4 core | mtr | 800
| 25.0 Sq. mm 3.5 core | mtr | 200
8 | Supplying and making one end termination with Nickel plated heavy duty brass single compression gland (as per IS 12943- 1990)) SIBG type consisting of Check Nut, Gland Body, Metal Washer(3 Nos.), Outer Seal Rubber Ring, Compression Nut, heavy duty aluminium lugs (as per IS 8309 -1993) duly crimped with crimping tool, PVC tape as per IS 8337-1976 of following size of PVC insulated & PVC sheathed/ XLPE aluminium conductor cable of 1100 volt grade as required.All as per pre approved by Engineer in charge. For additional technical parameters of products/ work , refer Annexure "A" attached with this BSR .
| 3.5 x 25.0 Sqmm | per set | 8
| 4 x 6.0 Sqmm | per set | 40
9 | Providing & Fixing of 240/415 V AC MCB with positive isolation of 10 kA breaking capacity (B/ C/D tripping characteristic as per type of load and site requirement) 4 KV impulse withstand voltage, ISI marked IS 8828(1996) / conforming to IEC 60898-1 2002, IEC 60947-2, low watt losses, trip free mechanisum , energy limiting of class 3 as per IEC, minimum phase termination capacity of 35Sqmm. , conductor line load reversibility , IP 20 contact protection and fitted in existing distribution board/sheets, minimum electrical operation 20,000 upto 20 A rating and 10,000 upto 63 A, 5000 for 80 A & above rating including making connections, testing etc. as required. OEM shall have submit NABL / CPRI / ERDA accrediated lab type test reports & All as per pre approved by Engineer in charge. For additional technical parameters of product / work refer Annexure 'A' attached with this BSR
| Double pole MCB(With B/C curve tripping Characteristics) 6 A to 32 A rating | each | 30
| Four pole MCB (With B/C curve tripping Characteristics) 50/63 A rating | each | 5
10 | SITC of 3 /4 pole current limiting Moulded case circuit breaker (MCCB) made of flame retardent & heat resistant material having following current rating, short circuit breaking capacity at 440/415 V, 50 Hz; O/L & S/C settings , conforming to IS/IEC 60947 P -2 :2003 with front face and centralised adjustable, trip free mechanisum, true contact position indicator, line load interchangeability, designed for both horizontal & vertical mounting without any adverse effect on electrical performance, suitable for operation upto 55 degree and without derating upto 40 degree, pollution degree 3, having positive isolation capability, push (test) to trip, trip time less then 10 ms under s/c condition, Breaking capacity Ics = 100% Icu. U imp =8 KV, rated insulation voltage 690 V. provision for UVR , shunt trip , earth fault trip, door interlock, pad lock & rotary handle , including making connections etc. as required.OEM shall have submit NABL / CPRI / ERDA accrediated lab type test certificate before execution All as per pre approved by Engineer in charge. For additional technical parameters of product / work refer Annexure 'A' attached with this BSR 4 pole MCCB With Thermal Magnetic release up to 100 Amp , 25 kA, adjustable O/L & adjustable S/C setting, | each | 5
11 | SITC of IP-42 and general construction confirming to IS:8623 : 1993, wall/ free standing floor mounted dust and vermin proof compartmentalised cubical panel as specifications and Other parameters required as per point (a) ,(b), (c),(d), (e), (f), (g), (h) as below:- (a)Thickness of CRCA sheet shall be 2.0 mm, cable alley compartments having concealed hinged type doors with key type lock with / without detachable extension type structure. Removable 3 mm. thick sheet steel gland plates with appropriate size of knockouts for cables shall be provided (b)complete panel shall undergo a process of degreasing, Water rinsing, Activation, derusting, pickling in acid bath, phosphatising & shall be subjected to nine tank process and then Powder coated with approved shade of minimum 70 microns on both side of panel. The panel having PE foam/ Neoprene rubber gasket of not less than 3mm thickness ,required hardware , concealed hinged door with key type locking arrangement for equipment/switchgear earthed with 2.5 Sqmm braided copper wire. [c) Interconnection between bus bar and switchgears /cable shall be rigidly supported and made out by flexible copper wires (up to 63 amp ) and by solid bus bar (>63 amp ) . control wiring will be carried out with 1.5 Sqmm, Earth wire with 2.5 Sqmm and CT with 2.5 Sqmm flexible copper wire only. All joints / interconnections of copper bus bar shall be dully tinned . Clearance between main bus bar and risers / metal parts shall be at least 10 mm additional to width of bus bar Bus bar is insulated by Heat Shrinkable sleeves . Earth and Neutral bus bar shall be half of the size of phase bus bar. ( Cost of Bus bar / Flexible wire for Interconnection between Main | sqm | 10
12 | Supplying and fixing of Aluminium (IEC 60105 ISO 209-1,2) / Copper (IEC 60028) bus bar by means of SMC / DMC type insulator with standard short circuit withstand capacity , high tensile nuts and bolts spring washers in existing panel including bending , cutting in required shape and size and colour coding with heat shrinkable PVC sleeves. All as per pre approved by Engineer in charge. For additional technical parameters of products/ work , refer Annexure "A" attached with this BSR . Electrolytic grade Aluminium bus bar 6010 grade | kg | 3
13 | Providing & Fixing of AC operated heavy duty 230 /440 Volt power contactor as per PWD specification for electrical Works, ISI marked IS/IEC 60947-4-1 : 2000 having provision of mechanical interlocking, auxilary contacts, Din rail mounting type including making connections, testing etc. as required. All as per pre approved by Engineer in charge. For additional technical parameters of products/ work , refer Annexure "A" attached with this BSR . 4 pole Power contactors with following AC 1 Rating 100 Amp | each | 2
14 | Providing & Fixing of mechanical / digital time switch having following day / week programme and minimum 100 hours reserve and AC1 rating of 16-20 amperes including making connection, programming conforming to IEC 60730-1 and 60730- 2-7 etc. as required. All as per pre approved by Engineer in charge. For additional technical parameters of products/ work , refer Annexure "A" attached with this BSR .One day & week reserve (digital type ) | each | 1
15 | Providing & Fixing of IP - 65 protected impact resistant polycarbonate / Polysterene enclosures with knock out for cable entry/out including fixing with nut, bolt, fatner etc as required complete in all respect of following sizes.All as per pre approved by Engineer in charge. For additional technical parameters of products/ work , refer Annexure "A" attached with this BSR . 180 x 180 x 91 mm | each | 50
16 | SITC of Smart LED luminaire with integrated SLC and 0-10V dimmable driver, 140-270V AC, 10 KV built-in surge protector, Ingress protection IP66 of following ratings: Smart LED luminaire 72 W | each | 6
17 | Providing & Fixing of IP40 LED Surface/ Recessed / suspended mounting Mid power SMD type LED Light fixture made from CRCA sheet steel housing, high purity / transmisivity UV stabilized Non - yellowish diffuser for uniform light distribution. High efficiency with 2.5 KV internal/external surge protection BIS certified isolated driver having efficiency > 85% , with Short & Open circuit protection and in compliance to IEC standards (Integral with light fixture). System lumen efficacy of = 120 lm/Watt ,THD < 10 % , p.f.=0.95,CRI >80 , life time of minimum 50000 Burning Hours with , 70% of intial Lumen maintaned till life ends , CCT 3000°K / 4000°K / 5700°K /6000°K/6500°K (As per ANSI Bin) , maximum power consumption should not more than the specified rating and Fixture shall be of BIS standard and trade mark certificate ( T.C.). Manufactures Word Mark/ Name Engraved/ Embossing/ Screen printing on housing. 36W LED light fixture 2'x2' with acrylic / prismatic front cover. | each | 30
18 | SITC of Pole Lights 36 Watts; Flux 2190 Lm; Aluminium Body and head; Colour - Steel Grey Height >2.7m; Head dia: 420 mm; IP 65; Warm white light (as bollard lights) | each | 30
19 | P / L of Double wall corrugated HDPE pipe confirming to IS : 16205 P-24, Stiffness Class 750 N, Externally corrugated and having smooth surface inside with HDPE Coupler, Elbow, Tee at required Depth below the ground for laying cable of following Nominal Outer dia. MFR Test report from NABL accrediated is to be submitted.(Excavation of Earth & Back filling with compaction is to be Paid Extra)All as per pre approved by Engineer in charge. For additional technical parameters of products/ work , refer Annexure "A" attached with this BSR . 50 mm | mtr | 500
| Total Amount |  |  |  | 0

## External Fire Fighting
External Fire Fighting System.
Sl.no | Description of Items | Unit | Qty | Rate | Total Amount
A | Fire Fighting System.
SITC of MS pipes.
1 | Supplying, fixing, testing, and commissioning of following sizes (NB) of ISI marked M.S pipe. C class including cutting, threading, welding etc. and providing all fittings e.g. elbows, reducers, clamps, hangers, flanges, gaskets, nuts, bolts and washers etc. including painting of pipes and fittings with red paint over a coat of ready mixed primer, both of approved quality and shade including cutting holes and chases in brick or RCC walls/slabs and making good the same etc. complete in all respect as required. Road crossing with repairing, Soil digging, filling, and wrapping the pipe in ANTI CORROSION tapes include all work as per site requirement. (Make: TATA/JINDAL
a | 150mm Dia | mtrs | 300 |  | 0
b | 100 mm dia | mtrs | 85 |  | 0
c | 80mm dia | mtrs | 75 |  | 0
2 | SITC of Butterfly Valve / Gate valve
SITC of Butterfly Valve / Gate valve Providing and fixing of cast iron double flanged Butterfly Valve, wafer type PN1.6 IS:13095 complete with nuts-and-bolts rubber insertion all as required. (CASTLE/ZOLOTO)
a | 150mm Dia | nos | 12 |  | 0
b | 100 mm dia | nos | 4 |  | 0
c | 80mm dia | nos | 2 |  | 0
3 | SITC of Cast Iron Flanged Non Return Valve Providing and fixing of cast iron double flanged type non-return valve PN 1.6 IS:13095 complete with nut and bolts rubber insertion as required: (Wafer type) (МАKE- UTTAM/ CASTLE/KARTAR)
a | 150mm dia | nos | 2 |  | 0
4 | SITC of EXPANSION ELBOW |  |  |  | 0
a | 150mm Dia | nos | 10 |  | 0
b | 100 mm dia | nos | 4 |  | 0
c | 80mm dia | nos | 4 |  | 0
5 | SITC of Fire Hose Supplying, Installation, Testing and Commissioning 100% synthetic flax canvas Nonpercolating FIRE hose I.S.I marked 63mm diax15m long with Gun metal male & female couplings (ISI marked) bound & riveted to hose pipes with copper rivets and copper wire as required ( Make:- Safeguard/Omax | nos | 10 |  | 0
6 | SITC of Short Branch Pipе Supplying, Installation, Testing and Commissioning Gun metal 1 63mm dia. Short Branch Pipe (ISI marked) with 20mm dia nozzle as required. (MAKESAFEGUARD/OMEX | nos | 10 |  | 0
0
7 | SITC of Single Headed G.M. Oblique Hydrant Landing Valve Supplying, installation, testing and commissioning of single headed Gun metal, ISI marked oblique hydrant landing valve with 80mm dia flanged inlet & 63mm dia instanteous type female outlet complete with A.B.S. plastic cap and chain, twist release type lug and all accessories complete as required. (MAKE-SAFEGUARD/OMEX | nos | 10 |  | 0
8 | SITC of Weatherproof Cabinet for Hose Supplying, installation, testing and commissioning of weather proof cabinet for hose fabricated out of 1.8 mm thickness M.S. sheet complete with glass in front having locking arrangement, suitable to accommodate all the necessary pipes(2 nos 15 mtr RRL & 1 no. branch pipe), accessories, fittings etc. including sign writing etc. as per drawing and specifications attached. Complete with suitable size MS stand | nos | 10 |  | 0
0
9 | Supply & fixing of MS Clampl support for Ring Main Pipe as per details in the drawing include required size fastener, painting the same with 1 coat of primer and 2 coats of sysnthetic enamel. | nos | 500 |  | 0
10 | Providing suitable size Brick masonry/ RCC support structure for giving support to MS pipe Fire Ring main | nos | 150 |  | 0
11 | Preparation of required set of drawings for submission to state Govt / Fire department for taking NOC, Job include the necessary liasioning work with the state Fire services / Municipal office complete as required, NOC renewal work include | job | 1 |  | 0
| Total Amount |  |  |  | 0

## Civil Makes
INTERIOR & CIVIL WORKS LIST OF MAKES
Sr. No. | Material / Item | Approved Makes
Make
EXCAVATION
1 | Anti-Termite Pesticides - (Imidacloprid)
Bayer
PPC & RCC WORK
2 | Cement OPC/ PPC | Ultratech
Wonder
3 | Cement - White
J.K.White
Birla White
4 | Admixture for Concrete
SIKA
Fosroc
5 | Reinforcement Steel: Main Producers only
TATA
JSPL
6 | Ready mix Cement Concrete
Ultratech
Nuvoco
9 | Concrete Curing Compound
Fosroc
Sika
10 | Core cutting
Hilti
11 | AAC block
Ultratech,
JK Laxmi
Megicrete
12
DOORS & WINDOWS WORK
13 | Floor spring, door closer & door automation
Dormakaba
Hafele
14 | Door lock
Dormakaba
Hafele
15 | SS 304 Door Hardware for D/W (other than FIO spring, Closer, Locks)
Dormakaba
Hafele
16 | Aluminium extrusions and section
Jindal
Hindalco
17 | Metal Fire rated Doors
Shakti Hormann
Navair
18 | Fire Rated Hardware & system
Dormakaba
Assa Abloy (Yale)
Hafele
Hormonn
19 | Fire Seal, Fire smoke Seal
3M
Hilti
Dormakaba
20 | Fire rated Glass
Vetrotech (Saint-Gobain)
Pyroguard
22 | Laminates
Greenlam
Century
23 | Urinal Partition made out of laminated compact sheet
Greenlam
Merino
24 | Polysulphide Sealant/ PU sealant
Pidilite
Fosroc
Sika
Mapei
25 | Clear Toughened Glass
SaintGobain
Modiguard (Gujarat Guardian)
26 | Silicone Sealant
Wacker
Mapei
27 | Mirrors (superior quality crystal clear)
Saint Gobain
Modi Guard (Gujarat Guardian)
31 | Wood Adhesive
Fevicol
Araldite
WATER PROOFING WORK
33 | Water Proofing compound
Fosroc
Sika
34 | Water proofing membrane (PVC/ HDPE)/ Water proofing coating (PU/ Polyurea/ Acrylic/ Elastomeric cementitious)
Fosroc
SIKA
35 | Water Stops - Hydrophilic Swellable rubber strip (Not bentonite type)
Pidilite
Fosroc
SIKA
FLOORING WORK
37 | Tiles/ Stone fixing Adhesive (Only High performance, polymer modified, non- slip adhesive)
Ardex Endura
MYK- Latricrete
Saint Gobain- Webar
38 | Epoxy Grout/ Cementitious Grout for Flooring
Ardex Endura
MYK- Latricrete
Saint Gobain- Webar
39 | Stone sealer
MYK- Latricrete
METAL WORK
44 | Stainless Steel
SAIL
Jindal
Tata
45 | Structure Steel & Hollow Section - Producers only
TATA (TISCO)
Jindal steel & Power (JSPL)
Apollo tube
46 | Aluminium sections and plate
| Hindalco Jindal Banco Bhoruka Global | Hindalco
Jindal
47 | Anchor Fastener, Rebar, Chemical/ Mechanical fastener, Expandable fasteners
Hilti
48 | Non shrink cementious precision (anchoring) grout
Fosroc
Sika
PAINTING WORK
49 | White cement based putty
Birla
Asian
50 | Paint - Plastic Emulsion (Internal)
Asian
Berger Paints
51 | Paint - Synthetic Enamel
Asian
Berger
52 | Paint - Acrylic Emulsion (Exterior)
Asian Paints
Berger
53 | Paint - Texture Paints
Asian (Nova Colour)
54 | Paint - PU & epoxy paint and primer
Asian
Berger
CEILING & WALL PANELLING WORK
55 | Gypsum ceiling system (plain/ perforated),
Saint Gobain
Knauf Danoline
Armstrong
58 | Plywood
Greenply
Century
Merino
59 | GI suspended ceiling grid system & Close/ C stud framing system
Saint Gobain
Knauf Danoline
60 | Access panel in False ceiling system
Saint Gobain
Knauf Danoline
62 | Tile
0 | Vitrified Tile | Kajaria,Somany
| ceramic tiles | Kajaria,Somany, Jonshon
63 | Reflective Tap
3M
64 | ACP
Aluco Bond
Aludecor
Alubond
Aludeco
65 | PUF Panel
Kingspan
Tata BlueScope
Epack
Everest
66 | Galvalume Sheet
JSW
Tata BlueScope
.
67 | Barbed wire fencing
Tata
Jindal

## Sanitary Fixture Schedule
ANNEXURE_ SANITARY FIXTURE B.O.Q
Sr. No. | Item Name | Code | Make | Image
1 | Shower Arm 240mm Long (Light Weight) | ALE-CHR-536A | Jaquar & Essco
2 | Waste Coupling Full Thread 32mm | ALE-CHR-544NFT | Jaquar & Essco
3 | Hand Shower (Health Faucet) ABS Body | ALE-CHR-593 | Jaquar & Essco
4 | Angular Stop Cock (Regulating Valve) | AQT-CHR-3057 | Jaquar & Essco
5 | BOWL WITH CISTERN FOR COUPLED WC WITH PP | CNS-WHT-755S220SPPZ | Jaquar & Essco
6 | Anglo Indian WC complete with PP normal close seat cover | ECS-WHT-355SNPP | Jaquar & Essco
7 | Counter Top Basin 530x440x200 mm | ECS-WHT-601 | Jaquar & Essco
8 | Overhead Shower 125mm Dia | EOS-CHR-542A | Jaquar & Essco
9 | Wall Hung Cistern 39mm Drainage L-B | ESH-WHT-184AN | Jaquar & Essco
10 | Pillar Cock Super Deluxe with Aerator | TQT-CHR-508 | Jaquar & Essco
11 | Bib Cock Short Body | TQT-CHR-511 | Jaquar & Essco
12 | Long Body Bib Cock with Wall Flange | TQT-CHR-512 | Jaquar & Essco
13 | 2 Way Bib Cock with Wall Flange | TQT-CHR-512AN | Jaquar & Essco
14 | Urinal with Spreader Hole | URS-WHT-13261H | Jaquar & Essco
15 | Water heater |  | Rackold

## Plumbing Makes
LIST OF PREFERED MAKE FOR PLUMBING WORKS
Sl. No. | Materials | Approved Makes
1 | Sanitary Fixtures | Jaquar & Essco
2 | Conceled Cistern | Jaquar & Essco
3 | Sink | Jaquar & Essco
4 | WC Connector | Jaquar & Essco
5 | CP Fittings | Jaquar & Essco
6 | Gl Pipe (IS:1239, Part-I) | Tata, Jindal (Hissar) SAIL
7 | Gl Fittings (IS:1239, Part-Ll) | Zoloto
8 | Gl Pipe Sealent | Henkel - LOCTITE 55, Superbond, Sealtite
9 | GI/MS Pipe Protection Wrapping & Coating | IWL – Pypkote, Rustech – Coatek
10 | TEFLON TAPE | As Per Approval Of Engineer In Charge
11 | Floor Drain Fixture & Channel Gratings | Jaquar & Essco
12 | Anchor Fastener | HILTI, FISHER
13 | Supporting Material For Piping | HILTI, FISHER
14 | UPVC Pressure Pipes And Fittings (IS:4985) | Supreme , Astral
15 | CPVC Pipes And Fittings | Supreme , Astral
16 | RCC Pipe | Indian Hume Pipe,
17 | HDPE Pipe | Supreme
18 | Manhole Covers & Frames | Neco, GMGR, KGM
19 | GM / Forged Brass Ball Valves | Danfoss,Honeywell
20 | Sluice Valves | Kirloskar, Zoloto,
21 | Motorized Valve | Honeywell, Zoloto
22 | Butterfly Valve | Zoloto, Kirloskar,
23 | Check Valve – Wafertype | Advance, Zoloto, Kirloskar,
24 | Check Valve - Dual Plate | Zoloto, Kirloskar,
25 | Check Valve Forged Screwed | Zoloto, Kirloskar,
26 | Cast Iron Non Return Valve | Zoloto, Kirloskar,
27 | NRV - Ball Type - Sewage Application | Zoloto, Kirloskar,
28 | Pressure Reducing Valve | Honey Well, Danfoss,
29 | Three Way / Two Way Motorized Valve | Honey Well, Danfoss,
30 | Air Release Valve | Danfoss, Kirloskar,
31 | Ball Float Valve | Danfoss, Kirloskar,
32 | Air Vent | , Honeywell,
33 | Y Strainer CI | Emerald, Sant, SKS,
34 | Backflow Preventer | Supreme, Kessel, ACO
35 | Drinking Water Cooler | Blue Star, Voltas
36 | Submersible Sump Pump | Grundfos, KSB, Xylem
37 | Hydro Pneumatic Transfer Pump | Grundfos, KSB, Xylem
38 | Mechanical Seal | Burgmann, Sealol, Leakpack
39 | Anti-Vibration Mounting & Flexible Connections | Resistoflex, Dunlop, Flexionics
40 | Pressure Gauge | FIEBIG, H-GURU, Emerald
41 | Water Meter (Mechanical Type) | Kent, Capstan, Kranti
42 | Electronic Flow Meter | Rockwin, Peltek, Manas Microsystems
43 | Level Controller & Indicator (Water)/Pressure Transmitter | Technika, Minilec, Elegent Controls
44 | Hot Water Pipe Insulation | Armacell /Kaiflex/ Armaflex/ Eurobatex (Italy)
45 | Welding Rods | Advani, ADOR, Esab
46 | Fire Sealant | 3 M, Hilti,
47 | Temperature Sensor/ Gauge | Forbes Marshall, Danfoss, Wika
48 | Water Treatment Vessel | Astral, Pentair
49 | Ultra Violet Water Purifier (WTP / STP) | Alfa UV - Mumbai / Eureka Forbes / Pentair
50 | Dosing Pumps | Fluid Controls, Grundfos
51 | FILTERS | GOPANI/THERMAX
52 | RO MENBRANE | GE/TORRAY/DOW/EUREKA FORBES
53 | ULTRAVIOLET UNIT | EUREKA FORBES/PENAIR
54 | Ozonisation System | Oraipl, Ozonics, Voltas
55 | SFRC Manhole Cover | KGM, KK, Nutek
56 | MH/Water Tank Plastic Steps | NECO, Patela, KGM
57 | Positive Displacement Diaphragm Pump | WALKTON/ GRUNDFOS/ LMI
58 | M.S. Steel (Angle. Channel, Strip, Sheet) | Tata, Sail, Jindal Hissar
59 | TDS METER | FORBESS MARSHAL/HONEYWELL/ASTER
60 | PH METER | FORBESS MARSHAL/HONEYWELL/WALKTON
61 | Paint | Berger, Asian
62 | Rain Water Harvesting | Bantair ,Ashwath Infratech Pvt. Ltd. Delhi., Life Green Systems,
63 | PVC Water Tank | SINTEX, SUPREME, VECTUS
64 | SS Pipe | J – Press, Geberit, Viega
65 | Self-Priming Pumps | Johnson, Kirloskar, KSB, Xylem
66 | AIR BLOWER | EVEREST/ BETA/ AKASH
67 | AIR DIFFUSER | REHAU/ OTT/ SCOGEN
68 | MS PIPES | TATA/ JINDAL/ SURYA
69 | ANOXIC MIXER | AQUA ITLY/3SW/ ATE
70 | UV SYSTEM | ALFA/ SUKRUIT
71 | SEWAGE HANDLING PUMP | GRUNDFOSS/KIRLOSKAR/ KSB
72 | SLUDGE RECIRCULATION PUMP | GRUNDFOSS/ LUBI/ KSB
73 | TUBE SETTLER MEDIA | MM AQUA/ COOLDECK
74 | ADVANCE MBBR MEDIA | KURRARAY/ HYDROCON
75 | FILTER PRESS | PHARMATECH/ AURO
76 | SCREW PUMP | ROTO/ KIRLOSKAR
77 | WATER SOFTNER | KANBE/3SW/ THERMAX
78 | MCC PANEL | MISTUBUSHI-RITAL
79 | CABLES | KEI/ POLYCAB/Finolex
80 | END TERMINATIONS | COMET/ DOWELL/ JAINSON
81 | CABLE TRAY | MEM/ RMCON/ STEELWAYS
LIST OF PREFERED MAKE FOR FIRE FIGHTING WORKS
Sl. | Materials | Approved Makes
No.
1 | M.S/G.I Pipe | TATA, Jindal( Hissar)
2 | Forged Steel Fittings | V.S Forge, DKR, Victaulic
3 | Sluice valves | Kirloskar, Zoloto,
4 | Butterfly Valves | Kirloskar, Zoloto,
5 | Non Return Valves | Kirloskar, Zoloto,
6 | Ball Valves | Kirloskar, Zoloto,
7 | Gate Valves | Kirloskar, Zoloto,
8 | Flow Switch | Potter, HD, System Sensor
9 | Pressure Gauge | Eversafe, H.Guru, Fiebig, Waree
10 | Hydrant valve | Safeguard, Exflame
11 | Fire Brigade Inlet | Safeguard, Exflame
12 | Hose pipe (C. P ) | Safeguard, Exflame
13 | Hose pipe (R.R.L.) | Safeguard, Exflame
14 | Hose Reel | Safeguard, Exflame
15 | Hose Coupling branch pipe and nozzle | Safeguard, Exflame
16 | Portable Fire Extinguisher | Safeguard, Exflame
17 | Gas Suppression System | SVS BUILDWELL, TYCO (ANSUL), MINIMAX, ROTAREX, FOAM TECH
18 | Electrical Panel Gas Suppression System | SVS BUILDWELL, FIRETRACE, MINIMAX, ROTAREX
20 | Flexible Hoses | VICTAULIC, TYCO, NEWAGE (GUJARAT)
21 | Sprinkler and accessories | HD, Tyco, Viking, Victaulic
22 | Deluge Valve | HD, Tyco, Viking, Victaulic
23 | Water Curtain Nozzle | HD, Tyco, Viking, Victaulic
24 | Wet Alarm Valve | HD, Tyco, Viking, Victaulic
25 | Pressure Reducing Valve | Honeywell, Danfoss, Newage
26 | Pipe coat material (Pipe Protection) | PYPKOTE,Rustfire, Corpro-Tape, Makpoly Cot
27 | Paint | Asian, Nerolac, Berger
28 | Fire Pumps | Kirloskar, KSB, Grundfos, Lubi
29 | Electrical Motors | Kirloskar, ABB, Crompton, Siemens
30 | Diesel Engine | Ashok Leyland, Kirloskar, Cummins, Lubi
31 | Vibration isolator/Flexible Coupling | Resisto flex, Kanwal Industries, Dunlop
32 | Strainer | Emerald, Kartar, Zoloto, Castle
33 | Anchor Fastener | HILTI, FISHER
34 | Supporting Material for piping | HILTI, FISHER
36 | Grooved Fittings | Victaulic, Viking, Tyco
37 | DI Fittings | Sant, Jainsons, New
38 | Fire Sealant | 3M, HILTI
39 | Intumescent Paint (2 hr Fire rating) | Nullifire, Jotun

## Electrical Makes
LIST OF APPROVED MAKES FOR ELECTRICAL WORKS
S.No. | Description | Makes
Instruction to bidders:
1) Submit catalogues with the offers.
2) Produce test certificates for equipment/ material supplied with bills for certification.
3) Submittals and samples must be gotten approved before supply, from Owner/ Project Managers/ Architect/ Consultants.
4) In case any of makes for any of the material is missed out in the above list for using at site then the contractor shall inform the Engineer-in-charge/ Consultants about the same and obtain the approval. Thereafter, he can proceed with the supply of the material
1 | Battery Charger | Crompton Greaves/ Delta
2 | GI Junction Box | BEC
3 | MS conduit (ISI Marked) | BEC/ Precision/ RMCON
4 | Modular Plate, Modular Switch/ Sockets, TV Socket outlet, GI Boxes, Fan Regulator, Industrial Socket Outlet (ISI marked) | Legrand/ MK
5 | 1.1kV Grade PVC insulated FRLS single core cable/ wire (ISI Marked) | Polycab
6 | PVC conduit with accessories (ISI marked) | BEC/ Precision/ AKG
7 | TV cable/ Telephone cable | Havells ,finolex
8 | Telephone Tag Blocks | Krone Type (German)
9 | Moulded Case Circuit Breaker (MCCB) | Siemens , Legrand , Schneider
10 | MCB/ Distribution Boards/ Isolator/ ELCB/ RCCB | Legrand/ Schneider
11 | Lighting Conductor/ Protection & Earthing System | APS/ Dehn/ OBO/ JMV/CAPE
12 | Cable Tray (Factory Fabricated) | BEC,Legrand
13 | Floor Raceway System | MEM/ BEC,Legrand
14 | UPS system | Emerson/ Delta/ TMEIC
15 | LED Light Fixture | Havells/ PHLIPS
16 | Ceiling Fan/ Wall Fans/ Exhaust Fans/ Pedestal Fans | Crompton/ Havells
17 | External Lighting/ Lighting Fixtures | Wipro/ Havells
18 | External lighting Pole | Wipro/ Havells
19 | Occupancy Sensor | Phillips/ Wipro/ Honeywell/ Finder/ Lutron
20 | Ploycarbonate Junction Box | MK/ Legrand
21 | Insulation Mats/ Rubber Mats | Jyoti/ Maruti/ Agni/ Howeil/ Fire hut
22 | Bus Duct/ Rising Main/ Tap off Box | Legrand/ Schneider/ L&T/ C&S/ EAE/ RR Global
23 | MV Panel/ LT Panel/ Feeder Pillar | C&S,Siemens ,Schneider
24 | Rubber Gaskets | CIC/ Varuna/ Jyoti/ Agni
25 | Selector Switch’s | L&T/ Kaycee/ AE/ Salzer/ Siemens
26 | ACB’s | ABB,Siemens ,Schneider
27 | LED Indication Lamps/ Push button | Schneider Electric/ Vaishno Electricals/ Siemens/ L&T/ Conserve/ C&S
28 | APFC/ Capacitor Panel | Schneider/ ABB/ L&T/ Siemens/
Epcos
29 | Capacitors | Epcos/ L&T/ BCH/ Neptune
30 | CT’s/ PT’s | Automatic Electric/ Pragati/ Kappa/ L&T/ Neptune
31 | Electronic Digital Meters (A/V/PF/Hz/KW/KWH) with LED Display | Neptune/ L&T/ Schneider-Conserv/ Secure/ Socomec
32 | Automatic Transfer Switch | ASCO/ Socomec
33 | SPD (Surge Protector) | Dehn/ Eaton/ LPI/ ERICO/ CAPE/ OBO/
34 | Earth Leakage Protection relay/ Aux. Relay/ APFC Relay/ PLC | L&T/ Schneider/ Legrand/ C&S/ Neptune/ Siemens
35 | Digital Astro Timer | Legrand/ L&T/ C&S/ ABB/ Havells/ Finder
36 | Power Contactor/ Aux. Contactor (Model to be compelled with System) | L&T/ Siemens/ Legrand/ Schneider/ C&S
37 | Single Phase Preventer | Minilec/ Siemens/ Legrand/ L&T
38 | XLPE Aluminium/ copper Conductor Armoured LT cables upto 1100 V Grade (ISI Marked) | KEI/ POLYCAB/ Havells
39
40 | End Termination/ Brass compression gland | Dowell's/ Comet/ Raychem/ Gripwell/ Jainson/ ABB
41 | DWC HDPE Pipe (ISI Marked) | Rex/ Duraline/ Tirupati/ GF/ BEC
42 | Jointing Kit/ Cable Gland/ Lugs/ Thimbles/ Compression Glands | Comet/ Dowells/ Raychem/ Gripwell/ ABB/ Jainson/ Denson
(HT/ LT)
43 | Starters | L&T/ Siemens/ Schneider
44 | Fire Extinguisher | Lifeguard/ Ceasefire/ Minimax/ Safex
45 | Fire Extinguishing System/ Suppression System | Lifeguard/ Minimax/ Safex/ Cease fire
46 | Synthetic Enamel Paints/ Primer | Asian/ Berger/ Nerolac/ ICI
47 | Addressable Fire Alarm/ Smoke Detection system and all its components (UL Listed) | Notifier/ Bosch/ Edwards/ Siemens/ Johnson controls
48 | Fire Survival Armored Cable | RRKabel/ KEI/ Havells/ Batra Henlay/ Bonton/ Gloster/ Ravin
49 | Heat Detector/ Response Indicator/ Manual Call Point/ Fault Isolator/ Monitor Module/ Hooter/ Probe/ Monitor Module/ Beam Detector/ Speaker/ Fire Fighter Jack and all other components | Notifier/ Bosch/ Edwards/ Siemens/ Johnson controls
50 | Operator’s workstation (Computer) | Sumsung/ HP/ IBM/ Lenovo
51 | Laser jet printer | Epson/ HP/ Canon
52 | Software (For fire alarm) | Notifier/ Edwards/ Bosch/ Siemens/ Johnson controls
53 | Desktop PC | HP/ Panasonic/ Dell/ Lenovo
54 | Copper/ Aluminium conductor control cable | RRKabel/ KEI/ Havells/ Batra Henlay/ Bonton/ Gloster/ Ravin
55 | Communication cable / signal cable | RRKabel/ KEI/ Havells/ Batra Henlay/ Bonton/ Gloster/ Ravin
56 | Digital Voice Equacuation System | Notifier/ Bosch/ Honeywell/ Edwards/
Siemens/ Johnson Control/ Henrich
57 | Speaker/ Array Speaker/ Sub-woofer | Bosch/ Martin Audio/ Henrich/ Aties
58 | PA System | Bosch/ Martin Audio/ Henrich/ Ateis
59 | Amplifier/ Processor | Bosch/ Martin Audio/ Henrich/ Ateis
60 | IP Based Phone | Avaya/ Cisco/ HP/ Mytel
61 | Fire Sealent | Birla 3M/ Hilti/ VGA
LIST OF APPROVED MAKES FOR ELV SERVICES WORKS
S.No. | Description | Makes
1 | IR IP bullet camera | Bosch , Honeywell
2 | IP Dome camera | Bosch , Honeywell
3 | IR PTZ Camera | Bosch , Honeywell
4 | Video management solution complete with server, hardware, VMS & storage/ NVR/ ANPR System | Bosch , Honeywell
5 | Access Control System | Honeywell/ Dorma Kaba/ Suprems/ Morpho/ IDCUBE/ Gallagher
6 | Workstation | Dell/ HP/ Lenovo/IBM.
7 | LED Monitor/ LED Display | Samsung / Panasonic/ Sony
8 | Network Switches | Cisco / Extreme / Juniper
9 | Patch cord | Siemon / Schneider / Legrand
10 | Fiber Panels (LIU) fully loaded with Pigtails | Siemon / Schneider / Legrand
11 | Patch Panel | Siemon / Schneider / Legrand
12 | Single Mode/ Multi Mode fiber Optical cable | Siemon / Schneider / Legrand
13 | CAT 6A U/ FTP Cable | Molex
14 | Network Rack | Molex
15 | Speakers of all type | Electro Voice (By Bosch)/ )/ Bose
16 | Amplifiers | Electro Voice (By Bosch)
17 | Digital Signal Processor | Electro Voice (By Bosch)
18 | Microphone (Wired/ Wireless) | Electro Voice (By Bosch)
19 | Projector/ Projector Lens | Panasonic/ Sony
20 | Projector Brackets | As per OEM
21 | Projection screen | Draper/ Dalite/ Suvira/ Starway/ Liberty
22 | Display panels | Samsung/ Sony
23 | Cables and Connectors | Molex
24 | HDMI Switcher/ Audio deembedder | Molex
25 | Patchcords/ cables | Molex
26 | Firewall system | Cisco
27 | Indoor/ outdoor access point | Cisco
28 | IP Phone | Cisco
29 | IP-PBX system/ IP Phone | Cisco
30 | Wi-Fi System | Cisco